## 2017 Plant Data
Benchmarking Air Emissions of the 100 Largest Electric Power Producers in the United States
2017 plant generation, emissions and ownership
Each plant's generation and emissions are assigned to owners based on their ownership stake in the plant
Plant Code | Plant Name | Holding Company | State | % ownership (total cap) | Top-100 Producer Flag | 2017 Total Generation (MWh) | 2017 Fossil Generation (MWh) | 2017 Coal Generation (MWh) | 2017 Gas Generation (MWh) | 2017 Oil Generation (MWh) | 2017 Nuclear Generation (MWh) | 2017 Hydro Generation (MWh) | 2017 Other Generation (MWh) | 2017 Renewable Generation (MWh) | 2017 Total CO2 (short tons) | 2017 Total SO2 (short tons) | 2017 Total NOx (short tons) | 2017 Hg (lbs)
2 | Bankhead Dam | Southern | AL | 100% | TRUE | 0 | 0 | 0 | 0 | 0 | 0 | 0 | 0 | 0 | 0 | 0 | 0 | 0
3 | Barry | Southern | AL | 100% | TRUE | 11864554.05 | 11864554.05 | 3353297 | 8511257.05 | 0 | 0 | 0 | 0 | 0 | 7341728.3 | 4218.141 | 2541.316 | 23.7
4 | Walter Bouldin Dam | Southern | AL | 100% | TRUE | 628655 | 0 | 0 | 0 | 0 | 0 | 628655 | 0 | 0 | 0 | 0 | 0 | 0
7 | Gadsden | Southern | AL | 100% | TRUE | 193273 | 193273 | 0 | 193273 | 0 | 0 | 0 | 0 | 0 | 130006.2098 | 10.839 | 186.931 | 0
8 | Gorgas | Southern | AL | 100% | TRUE | 4515102.987 | 4515102.987 | 4502791.4 | 0 | 12311.587 | 0 | 0 | 0 | 0 | 4534588.3281 | 1295.755 | 4108.609 | 22.3
9 | Copper | El Paso Electric | TX | 100% | TRUE | 18913 | 18913 | 0 | 18913 | 0 | 0 | 0 | 0 | 0 | 20866.7484 | 0.101 | 47.358 | 0
10 | Greene County | Southern | AL | 82.35% | TRUE | 728669.4671 | 728669.4671 | 0 | 727553.392 | 1116.0751 | 0 | 0 | 0 | 0 | 483429.9612 | 3.8945 | 479.0591 | 0
11 | H Neely Henry Dam | Southern | AL | 100% | TRUE | 176239 | 0 | 0 | 0 | 0 | 0 | 176239 | 0 | 0 | 0 | 0 | 0 | 0
12 | Holt Dam | Southern | AL | 100% | TRUE | 154683 | 0 | 0 | 0 | 0 | 0 | 154683 | 0 | 0 | 0 | 0 | 0 | 0
13 | Jordan Dam | Southern | AL | 100% | TRUE | 211906 | 0 | 0 | 0 | 0 | 0 | 211906 | 0 | 0 | 0 | 0 | 0 | 0
14 | Logan Martin Dam | Southern | AL | 100% | TRUE | 310886 | 0 | 0 | 0 | 0 | 0 | 310886 | 0 | 0 | 0 | 0 | 0 | 0
15 | Lay Dam | Southern | AL | 100% | TRUE | 499669 | 0 | 0 | 0 | 0 | 0 | 499669 | 0 | 0 | 0 | 0 | 0 | 0
16 | Martin Dam | Southern | AL | 100% | TRUE | 318416 | 0 | 0 | 0 | 0 | 0 | 318416 | 0 | 0 | 0 | 0 | 0 | 0
17 | Mitchell Dam | Southern | AL | 100% | TRUE | 428126 | 0 | 0 | 0 | 0 | 0 | 428126 | 0 | 0 | 0 | 0 | 0 | 0
18 | Lewis Smith Dam | Southern | AL | 100% | TRUE | 202916 | 0 | 0 | 0 | 0 | 0 | 202916 | 0 | 0 | 0 | 0 | 0 | 0
19 | Thurlow Dam | Southern | AL | 100% | TRUE | 217582 | 0 | 0 | 0 | 0 | 0 | 217582 | 0 | 0 | 0 | 0 | 0 | 0
20 | Weiss Dam | Southern | AL | 100% | TRUE | 177879 | 0 | 0 | 0 | 0 | 0 | 177879 | 0 | 0 | 0 | 0 | 0 | 0
21 | Yates Dam | Southern | AL | 100% | TRUE | 125786 | 0 | 0 | 0 | 0 | 0 | 125786 | 0 | 0 | 0 | 0 | 0 | 0
26 | E C Gaston | Southern | AL | 73.4% | TRUE | 4184627.8 | 4184627.8 | 3452654.6 | 731900.2 | 73 | 0 | 0 | 0 | 0 | 4153572.0091 | 2643.821 | 2177.9455 | 11.8
30 | Madelia | City of Madelia - (MN) | MN | 100% | FALSE | 0 | 0 | 0 | 0 | 0 | 0 | 0 | 0 | 0 | 33.5061 | 0 | 0 | 0
34 | Rollins | Nevada Irrigation District | CA | 100% | FALSE | 86912 | 0 | 0 | 0 | 0 | 0 | 86912 | 0 | 0 | 0 | 0 | 0 | 0
38 | Millers Ferry | US Corps of Engineers | AL | 100% | TRUE | 375470 | 0 | 0 | 0 | 0 | 0 | 375470 | 0 | 0 | 0 | 0 | 0 | 0
46 | Browns Ferry | Tennessee Valley Authority | AL | 100% | TRUE | 27847879 | 0 | 0 | 0 | 0 | 27847879 | 0 | 0 | 0 | 0 | 0 | 0 | 0
47 | Colbert | Tennessee Valley Authority | AL | 100% | TRUE | 13968 | 13968 | 0 | 13968 | 0 | 0 | 0 | 0 | 0 | 14591 | 8.639 | 49.254 | 0
48 | Guntersville | Tennessee Valley Authority | AL | 100% | TRUE | 724522 | 0 | 0 | 0 | 0 | 0 | 724522 | 0 | 0 | 0 | 0 | 0 | 0
49 | Wheeler Dam | Tennessee Valley Authority | AL | 100% | TRUE | 1295648 | 0 | 0 | 0 | 0 | 0 | 1295648 | 0 | 0 | 0 | 0 | 0 | 0
53 | Gantt | PowerSouth Energy Coop | AL | 100% | TRUE | 2484 | 0 | 0 | 0 | 0 | 0 | 2484 | 0 | 0 | 0 | 0 | 0 | 0
54 | J K Smith | East Kentucky Power Coop | KY | 100% | TRUE | 163432.002 | 163432.002 | 0 | 162856.6 | 575.402 | 0 | 0 | 0 | 0 | 127776.6495 | 0.714 | 34.421 | 0
55 | Point A | PowerSouth Energy Coop | AL | 100% | TRUE | 13290 | 0 | 0 | 0 | 0 | 0 | 13290 | 0 | 0 | 0 | 0 | 0 | 0
56 | Charles R Lowman | PowerSouth Energy Coop | AL | 100% | TRUE | 1320948.974 | 1320948.974 | 1310351.6 | 0 | 10597.374 | 0 | 0 | 0 | 0 | 1567685.6006 | 1109.603 | 2218.687 | 16
59 | Platte | City of Grand Island - (NE) | NE | 100% | FALSE | 323436.003 | 323436.003 | 322374.49 | 0 | 1061.513 | 0 | 0 | 0 | 0 | 397329.8567 | 316.797 | 365.487 | 1.67
60 | Whelan Energy Center | City of Hastings - (NE) | NE | 35.69% | FALSE | 415630.0753 | 415630.0753 | 414989.1174 | 0 | 640.9579 | 0 | 0 | 0 | 0 | 531118.2097 | 811.7975 | 242.6902 | 5.2187
62 | Annex Creek | Alaska Electric Light&Power Co | AK | 100% | FALSE | 19151 | 0 | 0 | 0 | 0 | 0 | 19151 | 0 | 0 | 0 | 0 | 0 | 0
63 | Gold Creek | Alaska Electric Light&Power Co | AK | 100% | FALSE | 4558 | 15 | 0 | 0 | 15 | 0 | 4543 | 0 | 0 | 30.9788 | 0 | 0 | 0
64 | Lemon Creek | Alaska Electric Light&Power Co | AK | 100% | FALSE | 0 | 0 | 0 | 0 | 0 | 0 | 0 | 0 | 0 | 391.3117 | 0 | 0 | 0
65 | Salmon Creek 1 | Alaska Electric Light&Power Co | AK | 100% | FALSE | 27363 | 0 | 0 | 0 | 0 | 0 | 27363 | 0 | 0 | 0 | 0 | 0 | 0
66 | Skagway | Alaska Power and Telephone Co | AK | 100% | FALSE | 2713 | 680 | 0 | 0 | 680 | 0 | 2033 | 0 | 0 | 607.0223 | 0 | 0 | 0
69 | Haines | Alaska Power and Telephone Co | AK | 100% | FALSE | 0 | 0 | 0 | 0 | 0 | 0 | 0 | 0 | 0 | 249.8688 | 0 | 0 | 0
70 | Swan Lake | Southeast Alaska Power Agency | AK | 100% | FALSE | 70514 | 0 | 0 | 0 | 0 | 0 | 70514 | 0 | 0 | 0 | 0 | 0 | 0
71 | Terror Lake Microgrid | Kodiak Electric Assn Inc | AK | 100% | FALSE | 137014 | 0 | 0 | 0 | 0 | 0 | 137014 | 0 | 0 | 0 | 0 | 0 | 0
72 | Venice Hydro | Metropolitan Water District of S CA | CA | 100% | FALSE | 2225 | 0 | 0 | 0 | 0 | 0 | 2225 | 0 | 0 | 0 | 0 | 0 | 0
75 | Anchorage 1 | Anchorage Municipal Light and Power | AK | 100% | FALSE | 50849 | 50849 | 0 | 50839.312 | 9.688 | 0 | 0 | 0 | 0 | 39020.3604 | 0 | 0 | 0
79 | Aurora Energy LLC Chena | Aurora Energy LLC | AK | 100% | FALSE | 180906 | 180906 | 180906 | 0 | 0 | 0 | 0 | 0 | 0 | 245432.8617 | 0 | 0 | 7.1
84 | Ketchikan | Ketchikan Public Utilities | AK | 100% | FALSE | 20778 | 0 | 0 | 0 | 0 | 0 | 20778 | 0 | 0 | 0 | 0 | 0 | 0
85 | S W Bailey | Ketchikan Public Utilities | AK | 100% | FALSE | 3307 | 3307 | 0 | 0 | 3307 | 0 | 0 | 0 | 0 | 3863.9584 | 0 | 0 | 0
87 | Escalante | Tri-State | NM | 100% | TRUE | 1106758.994 | 1106758.994 | 1098605.1 | 8153.894 | 0 | 0 | 0 | 0 | 0 | 1268023.4916 | 728.389 | 2124.812 | 9.51
88 | Ashokan | New York Power Authority | NY | 100% | TRUE | 13251 | 0 | 0 | 0 | 0 | 0 | 13251 | 0 | 0 | 0 | 0 | 0 | 0
90 | Snake River | Nome Joint Utility Systems | AK | 100% | FALSE | 32459 | 30541 | 0 | 0 | 30541 | 0 | 0 | 0 | 1918 | 21281.5681 | 0 | 0 | 0
91 | Petersburg | Petersburg Borough - (AK) | AK | 100% | FALSE | 12676.6 | 950.6 | 0 | 0 | 950.6 | 0 | 11726 | 0 | 0 | 820.7763 | 0 | 0 | 0
92 | Seward (AK) | City of Seward - (AK) | AK | 100% | FALSE | 85 | 85 | 0 | 0 | 85 | 0 | 0 | 0 | 0 | 98.2355 | 0 | 0 | 0
93 | Blue Lake Hydro | City & Borough of Sitka - (AK) | AK | 100% | FALSE | 59004 | 0 | 0 | 0 | 0 | 0 | 59004 | 0 | 0 | 0 | 0 | 0 | 0
95 | Wrangell | City of Wrangell - (AK) | AK | 100% | FALSE | 902 | 902 | 0 | 0 | 902 | 0 | 0 | 0 | 0 | 886.6471 | 0 | 0 | 0
96 | Beluga | Chugach Electric Assn Inc | AK | 100% | FALSE | 113992 | 113992 | 0 | 113992 | 0 | 0 | 0 | 0 | 0 | 109490.1872 | 0 | 0 | 0
99 | Frederickson | Puget Holdings | WA | 100% | TRUE | 25536 | 25536 | 0 | 25476.337 | 59.663 | 0 | 0 | 0 | 0 | 45638.2508 | 0 | 0 | 0
100 | South Consolidated | Salt River Project | AZ | 100% | TRUE | 0 | 0 | 0 | 0 | 0 | 0 | 0 | 0 | 0 | 0 | 0 | 0 | 0
104 | J S Eastwood | Edison International | CA | 100% | TRUE | 425140 | 0 | 0 | 0 | 0 | 0 | 425140 | 0 | 0 | 0 | 0 | 0 | 0
108 | Holcomb | Sunflower Electric Power Corp | KS | 100% | FALSE | 1006102.998 | 1006102.998 | 997511.67 | 8591.328 | 0 | 0 | 0 | 0 | 0 | 1193950.0229 | 883.938 | 1064.47 | 0
109 | Dillingham | Nushagak Electric Coop, Inc | AK | 100% | FALSE | 18638 | 18638 | 0 | 0 | 18638 | 0 | 0 | 0 | 0 | 14468.1793 | 0 | 0 | 0
113 | Cholla | Pinnacle West | AZ | 50.71% | TRUE | 1834744.1503 | 1834744.1503 | 1833434.7961 | 59.5144 | 1249.8398 | 0 | 0 | 0 | 0 | 2154094.1582 | 890.0473 | 2063.3995 | 18.0015
114 | Douglas | Pinnacle West | AZ | 100% | TRUE | 292 | 292 | 0 | 0 | 292 | 0 | 0 | 0 | 0 | 776.3461 | 0 | 0 | 0
116 | Ocotillo | Pinnacle West | AZ | 100% | TRUE | 220097 | 220097 | 0 | 220097 | 0 | 0 | 0 | 0 | 0 | 149023.951 | 0.752 | 157.126 | 0
117 | West Phoenix | Pinnacle West | AZ | 100% | TRUE | 2725192 | 2725192 | 0 | 2725192 | 0 | 0 | 0 | 0 | 0 | 1083332.98 | 5.47 | 169.129 | 0
118 | Saguaro | Pinnacle West | AZ | 100% | TRUE | 44183 | 44183 | 0 | 44183 | 0 | 0 | 0 | 0 | 0 | 23300.774 | 0.118 | 8.089 | 0
120 | Yucca | Pinnacle West | AZ | 73.65% | TRUE | 229863.4645 | 229863.4645 | 0 | 228986.0403 | 877.4243 | 0 | 0 | 0 | 0 | 158996.0981 | 0.77554 | 78.4659 | 0
124 | Demoss Petrie | Fortis | AZ | 100% | TRUE | 9358 | 9358 | 0 | 9358 | 0 | 0 | 0 | 0 | 0 | 7968.368 | 0.235 | 2.449 | 0
126 | H Wilson Sundt Generating Station | Fortis | AZ | 100% | TRUE | 752410 | 752410 | 0 | 752410 | 0 | 0 | 0 | 0 | 0 | 519258.154 | 16.281 | 794.276 | 0
130 | Cross | Santee Cooper | SC | 100% | TRUE | 8378400.976 | 8378400.976 | 8359654.11 | 0 | 18746.866 | 0 | 0 | 0 | 0 | 8872276.8974 | 2798.273 | 3068.559 | 30.8
136 | Seminole (FL) | Seminole Electric Coop | FL | 100% | TRUE | 7691667.963 | 7691667.963 | 7674413 | 0 | 17254.963 | 0 | 0 | 0 | 0 | 7852268.8186 | 5608.092 | 2364.619 | 14.9
141 | Agua Fria | Salt River Project | AZ | 100% | TRUE | 199527 | 199310 | 0 | 199174.494 | 135.506 | 0 | 0 | 0 | 217 | 143343.5348 | 12.267 | 461.824 | 0
143 | Crosscut | Salt River Project | AZ | 100% | TRUE | 0 | 0 | 0 | 0 | 0 | 0 | 0 | 0 | 0 | 0 | 0 | 0 | 0
145 | Horse Mesa | Salt River Project | AZ | 100% | TRUE | 25584 | 0 | 0 | 0 | 0 | 0 | 25584 | 0 | 0 | 0 | 0 | 0 | 0
147 | Kyrene | Salt River Project | AZ | 100% | TRUE | 1008606 | 1008606 | 0 | 1008606 | 0 | 0 | 0 | 0 | 0 | 444512.611 | 2.244 | 33.018 | 0
148 | Mormon Flat | Salt River Project | AZ | 100% | TRUE | 9285 | 0 | 0 | 0 | 0 | 0 | 9285 | 0 | 0 | 0 | 0 | 0 | 0
149 | Roosevelt | Salt River Project | AZ | 100% | TRUE | 50426 | 0 | 0 | 0 | 0 | 0 | 50426 | 0 | 0 | 0 | 0 | 0 | 0
150 | Stewart Mountain | Salt River Project | AZ | 100% | TRUE | 0 | 0 | 0 | 0 | 0 | 0 | 0 | 0 | 0 | 0 | 0 | 0 | 0
151 | McClure | Modesto Irrigation District | CA | 100% | FALSE | 4277 | 4277 | 0 | 2271.624 | 2005.376 | 0 | 0 | 0 | 0 | 4920.4313 | 0 | 0 | 0
152 | Davis Dam | US Bureau of Reclamation | AZ | 100% | TRUE | 1071015 | 0 | 0 | 0 | 0 | 0 | 1071015 | 0 | 0 | 0 | 0 | 0 | 0
153 | Glen Canyon Dam | US Bureau of Reclamation | AZ | 100% | TRUE | 3949678 | 0 | 0 | 0 | 0 | 0 | 3949678 | 0 | 0 | 0 | 0 | 0 | 0
154 | Hoover Dam (NV) | US Bureau of Reclamation | NV | 100% | TRUE | 1738883 | 0 | 0 | 0 | 0 | 0 | 1738883 | 0 | 0 | 0 | 0 | 0 | 0
159 | Lake Creek Dam | Heber Light & Power Company | UT | 100% | FALSE | 5282 | 0 | 0 | 0 | 0 | 0 | 5282 | 0 | 0 | 0 | 0 | 0 | 0
160 | Apache Station | Arizona Electric Pwr Coop Inc | AZ | 100% | FALSE | 1703999.999 | 1703999.999 | 1539030.28 | 164969.719 | 0 | 0 | 0 | 0 | 0 | 1999044.4728 | 311.233 | 3042.158 | 12.41
161 | Turlock Lake | Turlock Irrigation District | CA | 100% | FALSE | 5120 | 0 | 0 | 0 | 0 | 0 | 5120 | 0 | 0 | 0 | 0 | 0 | 0
162 | Hickman | Turlock Irrigation District | CA | 100% | FALSE | 3852 | 0 | 0 | 0 | 0 | 0 | 3852 | 0 | 0 | 0 | 0 | 0 | 0
165 | GREC | Grand River Dam Authority | OK | 100% | FALSE | 765222.002 | 765222.002 | 491195.06 | 274026.942 | 0 | 0 | 0 | 0 | 0 | 1181168.966 | 2104.599 | 976.227 | 0
166 | Carpenter | Entergy | AR | 100% | TRUE | 70860 | 0 | 0 | 0 | 0 | 0 | 70860 | 0 | 0 | 0 | 0 | 0 | 0
170 | Lake Catherine | Entergy | AR | 100% | TRUE | 93590 | 93590 | 0 | 93590 | 0 | 0 | 0 | 0 | 0 | 76197.447 | 0.385 | 145.426 | 0
172 | Osceola (AR) | City of Osceola - (AR) | AR | 100% | FALSE | 0 | 0 | 0 | 0 | 0 | 0 | 0 | 0 | 0 | 0 | 0 | 0 | 0
174 | Remmel | Entergy | AR | 100% | TRUE | 25438 | 0 | 0 | 0 | 0 | 0 | 25438 | 0 | 0 | 0 | 0 | 0 | 0
180 | Volta 2 | PG&E | CA | 100% | TRUE | 5791 | 0 | 0 | 0 | 0 | 0 | 5791 | 0 | 0 | 0 | 0 | 0 | 0
182 | Beaver Dam | US Corps of Engineers | AR | 100% | TRUE | 136794 | 0 | 0 | 0 | 0 | 0 | 136794 | 0 | 0 | 0 | 0 | 0 | 0
187 | Degray | US Corps of Engineers | AR | 100% | TRUE | 46171 | 0 | 0 | 0 | 0 | 0 | 46171 | 0 | 0 | 0 | 0 | 0 | 0
188 | Greers Ferry Lake | US Corps of Engineers | AR | 100% | TRUE | 164651 | 0 | 0 | 0 | 0 | 0 | 164651 | 0 | 0 | 0 | 0 | 0 | 0
193 | Municipal Light | City of Piggott - (AR) | AR | 100% | FALSE | 0 | 0 | 0 | 0 | 0 | 0 | 0 | 0 | 0 | 0 | 0 | 0 | 0
195 | Narrows (AR) | US Corps of Engineers | AR | 100% | TRUE | 30972 | 0 | 0 | 0 | 0 | 0 | 30972 | 0 | 0 | 0 | 0 | 0 | 0
196 | Norfork | US Corps of Engineers | AR | 100% | TRUE | 243485 | 0 | 0 | 0 | 0 | 0 | 243485 | 0 | 0 | 0 | 0 | 0 | 0
197 | Blakely Mountain | US Corps of Engineers | AR | 100% | TRUE | 111823 | 0 | 0 | 0 | 0 | 0 | 111823 | 0 | 0 | 0 | 0 | 0 | 0
198 | Bull Shoals | US Corps of Engineers | AR | 100% | TRUE | 849408 | 0 | 0 | 0 | 0 | 0 | 849408 | 0 | 0 | 0 | 0 | 0 | 0
199 | Dardanelle | US Corps of Engineers | AR | 100% | TRUE | 513864 | 0 | 0 | 0 | 0 | 0 | 513864 | 0 | 0 | 0 | 0 | 0 | 0
201 | Thomas Fitzhugh | Arkansas Electric Coop | AR | 100% | TRUE | 145292 | 145292 | 0 | 145292 | 0 | 0 | 0 | 0 | 0 | 81596.954 | 0.414 | 65.299 | 0
202 | Carl Bailey | Arkansas Electric Coop | AR | 100% | TRUE | 20037 | 20037 | 0 | 20037 | 0 | 0 | 0 | 0 | 0 | 15822.68 | 2.389 | 22.724 | 0
203 | McClellan (AR) | Arkansas Electric Coop | AR | 100% | TRUE | 68235 | 68235 | 0 | 68235 | 0 | 0 | 0 | 0 | 0 | 52346.119 | 2.136 | 105.026 | 0
204 | Clinton Power Station | Exelon | IL | 100% | TRUE | 8348336 | 0 | 0 | 0 | 0 | 8348336 | 0 | 0 | 0 | 0 | 0 | 0 | 0
214 | Alta Powerhouse | PG&E | CA | 100% | TRUE | 3485 | 0 | 0 | 0 | 0 | 0 | 3485 | 0 | 0 | 0 | 0 | 0 | 0
215 | Angels | Utica Water & Power Authority | CA | 100% | FALSE | 6840 | 0 | 0 | 0 | 0 | 0 | 6840 | 0 | 0 | 0 | 0 | 0 | 0
217 | Balch 1 | PG&E | CA | 100% | TRUE | 177233 | 0 | 0 | 0 | 0 | 0 | 177233 | 0 | 0 | 0 | 0 | 0 | 0
218 | Balch 2 | PG&E | CA | 100% | TRUE | 549620 | 0 | 0 | 0 | 0 | 0 | 549620 | 0 | 0 | 0 | 0 | 0 | 0
219 | Belden | PG&E | CA | 100% | TRUE | 285963 | 0 | 0 | 0 | 0 | 0 | 285963 | 0 | 0 | 0 | 0 | 0 | 0
220 | Bucks Creek | PG&E | CA | 100% | TRUE | 265473 | 0 | 0 | 0 | 0 | 0 | 265473 | 0 | 0 | 0 | 0 | 0 | 0
221 | Butt Valley | PG&E | CA | 100% | TRUE | 138093 | 0 | 0 | 0 | 0 | 0 | 138093 | 0 | 0 | 0 | 0 | 0 | 0
222 | Caribou 1 | PG&E | CA | 100% | TRUE | 325222 | 0 | 0 | 0 | 0 | 0 | 325222 | 0 | 0 | 0 | 0 | 0 | 0
223 | Caribou 2 | PG&E | CA | 100% | TRUE | 466865 | 0 | 0 | 0 | 0 | 0 | 466865 | 0 | 0 | 0 | 0 | 0 | 0
224 | Centerville PH | PG&E | CA | 100% | TRUE | 0 | 0 | 0 | 0 | 0 | 0 | 0 | 0 | 0 | 0 | 0 | 0 | 0
225 | Chili Bar | PG&E | CA | 100% | TRUE | 43403 | 0 | 0 | 0 | 0 | 0 | 43403 | 0 | 0 | 0 | 0 | 0 | 0
227 | Coleman PH | PG&E | CA | 100% | TRUE | 59049 | 0 | 0 | 0 | 0 | 0 | 59049 | 0 | 0 | 0 | 0 | 0 | 0
229 | Cow Creek | PG&E | CA | 100% | TRUE | 7641 | 0 | 0 | 0 | 0 | 0 | 7641 | 0 | 0 | 0 | 0 | 0 | 0
231 | Cresta | PG&E | CA | 100% | TRUE | 368101 | 0 | 0 | 0 | 0 | 0 | 368101 | 0 | 0 | 0 | 0 | 0 | 0
232 | De Sabla | PG&E | CA | 100% | TRUE | 27716 | 0 | 0 | 0 | 0 | 0 | 27716 | 0 | 0 | 0 | 0 | 0 | 0
233 | Deer Creek PH | PG&E | CA | 100% | TRUE | 13931 | 0 | 0 | 0 | 0 | 0 | 13931 | 0 | 0 | 0 | 0 | 0 | 0
235 | Drum 1 | PG&E | CA | 100% | TRUE | 133286 | 0 | 0 | 0 | 0 | 0 | 133286 | 0 | 0 | 0 | 0 | 0 | 0
236 | Drum 2 | PG&E | CA | 100% | TRUE | 311214 | 0 | 0 | 0 | 0 | 0 | 311214 | 0 | 0 | 0 | 0 | 0 | 0
237 | Dutch Flat | PG&E | CA | 100% | TRUE | 81453 | 0 | 0 | 0 | 0 | 0 | 81453 | 0 | 0 | 0 | 0 | 0 | 0
238 | El Dorado | El Dorado Irrigation District | CA | 100% | FALSE | 75079 | 0 | 0 | 0 | 0 | 0 | 75079 | 0 | 0 | 0 | 0 | 0 | 0
239 | Electra | PG&E | CA | 100% | TRUE | 446074 | 0 | 0 | 0 | 0 | 0 | 446074 | 0 | 0 | 0 | 0 | 0 | 0
240 | Haas | PG&E | CA | 100% | TRUE | 757886 | 0 | 0 | 0 | 0 | 0 | 757886 | 0 | 0 | 0 | 0 | 0 | 0
241 | Halsey | PG&E | CA | 100% | TRUE | 31493 | 0 | 0 | 0 | 0 | 0 | 31493 | 0 | 0 | 0 | 0 | 0 | 0
242 | Hamilton Branch | PG&E | CA | 100% | TRUE | 8307 | 0 | 0 | 0 | 0 | 0 | 8307 | 0 | 0 | 0 | 0 | 0 | 0
243 | Hat Creek 1 | PG&E | CA | 100% | TRUE | 34504 | 0 | 0 | 0 | 0 | 0 | 34504 | 0 | 0 | 0 | 0 | 0 | 0
244 | Hat Creek 2 | PG&E | CA | 100% | TRUE | 41712 | 0 | 0 | 0 | 0 | 0 | 41712 | 0 | 0 | 0 | 0 | 0 | 0
246 | Humboldt Bay | PG&E | CA | 100% | TRUE | 431581.999 | 431581.999 | 0 | 428528.49 | 3053.509 | 0 | 0 | 0 | 0 | 225308.0697 | 0 | 0 | 0
248 | Inskip | PG&E | CA | 100% | TRUE | 10740 | 0 | 0 | 0 | 0 | 0 | 10740 | 0 | 0 | 0 | 0 | 0 | 0
249 | James B Black | PG&E | CA | 100% | TRUE | 770260 | 0 | 0 | 0 | 0 | 0 | 770260 | 0 | 0 | 0 | 0 | 0 | 0
250 | Kerckhoff | PG&E | CA | 100% | TRUE | 73232 | 0 | 0 | 0 | 0 | 0 | 73232 | 0 | 0 | 0 | 0 | 0 | 0
253 | Kilarc | PG&E | CA | 100% | TRUE | 8934 | 0 | 0 | 0 | 0 | 0 | 8934 | 0 | 0 | 0 | 0 | 0 | 0
254 | Kings River PH | PG&E | CA | 100% | TRUE | 226372 | 0 | 0 | 0 | 0 | 0 | 226372 | 0 | 0 | 0 | 0 | 0 | 0
255 | Lime Saddle | PG&E | CA | 100% | TRUE | 5153 | 0 | 0 | 0 | 0 | 0 | 5153 | 0 | 0 | 0 | 0 | 0 | 0
258 | Merced Falls | Merced Irrigation District | CA | 100% | FALSE | 13181 | 0 | 0 | 0 | 0 | 0 | 13181 | 0 | 0 | 0 | 0 | 0 | 0
260 | Dynegy Moss Landing Power Plant | Dynegy | CA | 100% | TRUE | 2344638 | 2344638 | 0 | 2344638 | 0 | 0 | 0 | 0 | 0 | 978799.596 | 5.196 | 87.03 | 0
261 | Murphys | Utica Water & Power Authority | CA | 100% | FALSE | 18573 | 0 | 0 | 0 | 0 | 0 | 18573 | 0 | 0 | 0 | 0 | 0 | 0
262 | Narrows PH | PG&E | CA | 100% | TRUE | 61468 | 0 | 0 | 0 | 0 | 0 | 61468 | 0 | 0 | 0 | 0 | 0 | 0
264 | Phoenix | PG&E | CA | 100% | TRUE | 6462 | 0 | 0 | 0 | 0 | 0 | 6462 | 0 | 0 | 0 | 0 | 0 | 0
265 | Pit 1 | PG&E | CA | 100% | TRUE | 295265 | 0 | 0 | 0 | 0 | 0 | 295265 | 0 | 0 | 0 | 0 | 0 | 0
266 | Pit 3 | PG&E | CA | 100% | TRUE | 241413 | 0 | 0 | 0 | 0 | 0 | 241413 | 0 | 0 | 0 | 0 | 0 | 0
267 | Pit 4 | PG&E | CA | 100% | TRUE | 374569 | 0 | 0 | 0 | 0 | 0 | 374569 | 0 | 0 | 0 | 0 | 0 | 0
268 | Pit 5 | PG&E | CA | 100% | TRUE | 227227 | 0 | 0 | 0 | 0 | 0 | 227227 | 0 | 0 | 0 | 0 | 0 | 0
269 | Pit 6 | PG&E | CA | 100% | TRUE | 325115 | 0 | 0 | 0 | 0 | 0 | 325115 | 0 | 0 | 0 | 0 | 0 | 0
270 | Pit 7 | PG&E | CA | 100% | TRUE | 464098 | 0 | 0 | 0 | 0 | 0 | 464098 | 0 | 0 | 0 | 0 | 0 | 0
272 | Poe | PG&E | CA | 100% | TRUE | 612066 | 0 | 0 | 0 | 0 | 0 | 612066 | 0 | 0 | 0 | 0 | 0 | 0
274 | Potter Valley | PG&E | CA | 100% | TRUE | 19494 | 0 | 0 | 0 | 0 | 0 | 19494 | 0 | 0 | 0 | 0 | 0 | 0
275 | Rock Creek | PG&E | CA | 100% | TRUE | 543463 | 0 | 0 | 0 | 0 | 0 | 543463 | 0 | 0 | 0 | 0 | 0 | 0
276 | San Joaquin 2 | PG&E | CA | 100% | TRUE | 6723 | 0 | 0 | 0 | 0 | 0 | 6723 | 0 | 0 | 0 | 0 | 0 | 0
277 | San Joaquin 3 | PG&E | CA | 100% | TRUE | 1156 | 0 | 0 | 0 | 0 | 0 | 1156 | 0 | 0 | 0 | 0 | 0 | 0
279 | Salt Springs | PG&E | CA | 100% | TRUE | 226241 | 0 | 0 | 0 | 0 | 0 | 226241 | 0 | 0 | 0 | 0 | 0 | 0
280 | South | PG&E | CA | 100% | TRUE | 14139 | 0 | 0 | 0 | 0 | 0 | 14139 | 0 | 0 | 0 | 0 | 0 | 0
281 | Spaulding 1 | PG&E | CA | 100% | TRUE | 48076 | 0 | 0 | 0 | 0 | 0 | 48076 | 0 | 0 | 0 | 0 | 0 | 0
282 | Spaulding 2 | PG&E | CA | 100% | TRUE | 5053 | 0 | 0 | 0 | 0 | 0 | 5053 | 0 | 0 | 0 | 0 | 0 | 0
283 | Spaulding 3 | PG&E | CA | 100% | TRUE | 26122 | 0 | 0 | 0 | 0 | 0 | 26122 | 0 | 0 | 0 | 0 | 0 | 0
284 | Spring Gap | PG&E | CA | 100% | TRUE | 29694 | 0 | 0 | 0 | 0 | 0 | 29694 | 0 | 0 | 0 | 0 | 0 | 0
285 | Stanislaus | PG&E | CA | 100% | TRUE | 426899 | 0 | 0 | 0 | 0 | 0 | 426899 | 0 | 0 | 0 | 0 | 0 | 0
286 | Geysers Unit 5-20 | Calpine | CA | 100% | TRUE | 4667659 | 0 | 0 | 0 | 0 | 0 | 0 | 0 | 4667659 | 0 | 0 | 0 | 0
287 | Tiger Creek | PG&E | CA | 100% | TRUE | 192636 | 0 | 0 | 0 | 0 | 0 | 192636 | 0 | 0 | 0 | 0 | 0 | 0
289 | Tule River | PG&E | CA | 100% | TRUE | 0 | 0 | 0 | 0 | 0 | 0 | 0 | 0 | 0 | 0 | 0 | 0 | 0
290 | Volta 1 | PG&E | CA | 100% | TRUE | 54338 | 0 | 0 | 0 | 0 | 0 | 54338 | 0 | 0 | 0 | 0 | 0 | 0
291 | West Point PH | PG&E | CA | 100% | TRUE | 87978 | 0 | 0 | 0 | 0 | 0 | 87978 | 0 | 0 | 0 | 0 | 0 | 0
292 | Wise | PG&E | CA | 100% | TRUE | 59131 | 0 | 0 | 0 | 0 | 0 | 59131 | 0 | 0 | 0 | 0 | 0 | 0
293 | A G Wishon | PG&E | CA | 100% | TRUE | 34926 | 0 | 0 | 0 | 0 | 0 | 34926 | 0 | 0 | 0 | 0 | 0 | 0
294 | Copco 1 | Berkshire Hathaway Energy | CA | 100% | TRUE | 107722 | 0 | 0 | 0 | 0 | 0 | 107722 | 0 | 0 | 0 | 0 | 0 | 0
295 | Copco 2 | Berkshire Hathaway Energy | CA | 100% | TRUE | 138290 | 0 | 0 | 0 | 0 | 0 | 138290 | 0 | 0 | 0 | 0 | 0 | 0
296 | Fall Creek | Berkshire Hathaway Energy | CA | 100% | TRUE | 7872 | 0 | 0 | 0 | 0 | 0 | 7872 | 0 | 0 | 0 | 0 | 0 | 0
297 | Iron Gate | Berkshire Hathaway Energy | CA | 100% | TRUE | 108851 | 0 | 0 | 0 | 0 | 0 | 108851 | 0 | 0 | 0 | 0 | 0 | 0
298 | Limestone | NRG | TX | 100% | TRUE | 9199366.04 | 9199366.04 | 9125985.7 | 73380.34 | 0 | 0 | 0 | 0 | 0 | 10739867.8807 | 10240.214 | 8484.173 | 150.2
299 | Blundell | Berkshire Hathaway Energy | UT | 100% | TRUE | 249033 | 0 | 0 | 0 | 0 | 0 | 0 | 0 | 249033 | 0 | 0 | 0 | 0
313 | Green Lake | City & Borough of Sitka - (AK) | AK | 100% | FALSE | 54587 | 0 | 0 | 0 | 0 | 0 | 54587 | 0 | 0 | 0 | 0 | 0 | 0
314 | Drop 5 | Imperial Irrigation District | CA | 100% | FALSE | 12011 | 0 | 0 | 0 | 0 | 0 | 12011 | 0 | 0 | 0 | 0 | 0 | 0
315 | AES Alamitos LLC | AES | CA | 100% | TRUE | 855083 | 855083 | 0 | 855083 | 0 | 0 | 0 | 0 | 0 | 651829.6 | 3.291 | 47.762 | 0
316 | Sepulveda Canyon | Metropolitan Water District of S CA | CA | 100% | FALSE | 21770 | 0 | 0 | 0 | 0 | 0 | 21770 | 0 | 0 | 0 | 0 | 0 | 0
317 | Big Creek 1 | Edison International | CA | 100% | TRUE | 499688 | 0 | 0 | 0 | 0 | 0 | 499688 | 0 | 0 | 0 | 0 | 0 | 0
318 | Big Creek 2 | Edison International | CA | 100% | TRUE | 438835 | 0 | 0 | 0 | 0 | 0 | 438835 | 0 | 0 | 0 | 0 | 0 | 0
319 | Big Creek 3 | Edison International | CA | 100% | TRUE | 1071415 | 0 | 0 | 0 | 0 | 0 | 1071415 | 0 | 0 | 0 | 0 | 0 | 0
320 | Big Creek 4 | Edison International | CA | 100% | TRUE | 631388 | 0 | 0 | 0 | 0 | 0 | 631388 | 0 | 0 | 0 | 0 | 0 | 0
321 | Big Creek 8 | Edison International | CA | 100% | TRUE | 369509 | 0 | 0 | 0 | 0 | 0 | 369509 | 0 | 0 | 0 | 0 | 0 | 0
322 | Big Creek 2A | Edison International | CA | 100% | TRUE | 206074 | 0 | 0 | 0 | 0 | 0 | 206074 | 0 | 0 | 0 | 0 | 0 | 0
323 | Bishop Creek 2 | Edison International | CA | 100% | TRUE | 44288 | 0 | 0 | 0 | 0 | 0 | 44288 | 0 | 0 | 0 | 0 | 0 | 0
324 | Bishop Creek 3 | Edison International | CA | 100% | TRUE | 44059 | 0 | 0 | 0 | 0 | 0 | 44059 | 0 | 0 | 0 | 0 | 0 | 0
325 | Bishop Creek 4 | Edison International | CA | 100% | TRUE | 30865 | 0 | 0 | 0 | 0 | 0 | 30865 | 0 | 0 | 0 | 0 | 0 | 0
326 | Bishop Creek 5 | Edison International | CA | 100% | TRUE | 19938 | 0 | 0 | 0 | 0 | 0 | 19938 | 0 | 0 | 0 | 0 | 0 | 0
327 | Bishop Creek 6 | Edison International | CA | 100% | TRUE | 12427 | 0 | 0 | 0 | 0 | 0 | 12427 | 0 | 0 | 0 | 0 | 0 | 0
328 | Borel | Edison International | CA | 100% | TRUE | 0 | 0 | 0 | 0 | 0 | 0 | 0 | 0 | 0 | 0 | 0 | 0 | 0
331 | Etiwanda Generating Station | NRG | CA | 100% | TRUE | 132953 | 132953 | 0 | 132953 | 0 | 0 | 0 | 0 | 0 | 107571.214 | 0.543 | 5.856 | 0
332 | Fontana | Edison International | CA | 100% | TRUE | 3493 | 0 | 0 | 0 | 0 | 0 | 3493 | 0 | 0 | 0 | 0 | 0 | 0
335 | AES Huntington Beach LLC | AES | CA | 100% | TRUE | 408970 | 408970 | 0 | 408970 | 0 | 0 | 0 | 0 | 0 | 282505.4 | 1.426 | 17.325 | 0
336 | Kaweah 2 | Edison International | CA | 100% | TRUE | 7154 | 0 | 0 | 0 | 0 | 0 | 7154 | 0 | 0 | 0 | 0 | 0 | 0
337 | Kaweah 1 | Edison International | CA | 100% | TRUE | 7537 | 0 | 0 | 0 | 0 | 0 | 7537 | 0 | 0 | 0 | 0 | 0 | 0
338 | Kaweah 3 | Edison International | CA | 100% | TRUE | 19807 | 0 | 0 | 0 | 0 | 0 | 19807 | 0 | 0 | 0 | 0 | 0 | 0
339 | Kern River 3 | Edison International | CA | 100% | TRUE | 216904 | 0 | 0 | 0 | 0 | 0 | 216904 | 0 | 0 | 0 | 0 | 0 | 0
340 | Kern River 1 | Edison International | CA | 100% | TRUE | 169463 | 0 | 0 | 0 | 0 | 0 | 169463 | 0 | 0 | 0 | 0 | 0 | 0
342 | Lundy | Edison International | CA | 100% | TRUE | 16799 | 0 | 0 | 0 | 0 | 0 | 16799 | 0 | 0 | 0 | 0 | 0 | 0
344 | Mammoth Pool | Edison International | CA | 100% | TRUE | 970250 | 0 | 0 | 0 | 0 | 0 | 970250 | 0 | 0 | 0 | 0 | 0 | 0
345 | Mandalay | NRG | CA | 100% | TRUE | 151953 | 151953 | 0 | 151953 | 0 | 0 | 0 | 0 | 0 | 88248.863 | 0.446 | 2.989 | 0
350 | Ormond Beach | NRG | CA | 100% | TRUE | 239531 | 239531 | 0 | 239531 | 0 | 0 | 0 | 0 | 0 | 166223.492 | 0.839 | 11.077 | 0
353 | Poole | Edison International | CA | 100% | TRUE | 39173 | 0 | 0 | 0 | 0 | 0 | 39173 | 0 | 0 | 0 | 0 | 0 | 0
354 | Portal | Edison International | CA | 100% | TRUE | 33309 | 0 | 0 | 0 | 0 | 0 | 33309 | 0 | 0 | 0 | 0 | 0 | 0
356 | AES Redondo Beach LLC | AES | CA | 100% | TRUE | 514578 | 514578 | 0 | 514578 | 0 | 0 | 0 | 0 | 0 | 388124.5 | 1.959 | 27.911 | 0
357 | Rush Creek | Edison International | CA | 100% | TRUE | 51640 | 0 | 0 | 0 | 0 | 0 | 51640 | 0 | 0 | 0 | 0 | 0 | 0
358 | Mountainview Generating Station | Edison International | CA | 100% | TRUE | 4040506.9 | 4040506.9 | 0 | 4040506.9 | 0 | 0 | 0 | 0 | 0 | 1793910.005 | 9.057 | 83.799 | 0
361 | Santa Ana 1 | Edison International | CA | 100% | TRUE | 5593 | 0 | 0 | 0 | 0 | 0 | 5593 | 0 | 0 | 0 | 0 | 0 | 0
363 | Santa Ana 3 | Edison International | CA | 100% | TRUE | 9042 | 0 | 0 | 0 | 0 | 0 | 9042 | 0 | 0 | 0 | 0 | 0 | 0
365 | Lower Tule River | Edison International | CA | 100% | TRUE | 5623 | 0 | 0 | 0 | 0 | 0 | 5623 | 0 | 0 | 0 | 0 | 0 | 0
371 | Columbia Generating Station | Energy Northwest | WA | 100% | TRUE | 8128259 | 0 | 0 | 0 | 0 | 8128259 | 0 | 0 | 0 | 0 | 0 | 0 | 0
376 | Pardee | East Bay Municipal Util Dist | CA | 100% | FALSE | 186200 | 0 | 0 | 0 | 0 | 0 | 186200 | 0 | 0 | 0 | 0 | 0 | 0
377 | Grayson | City of Glendale - (CA) | CA | 100% | FALSE | 145166 | 91744.566 | 0 | 91744.566 | 0 | 0 | 0 | 53421.434 | 0 | 68766.9629 | 1.369 | 28.241 | 0
378 | Prairie River | ALLETE | MN | 100% | TRUE | 4054 | 0 | 0 | 0 | 0 | 0 | 4054 | 0 | 0 | 0 | 0 | 0 | 0
380 | Dion R Holm | City & County of San Francisco | CA | 100% | FALSE | 924032 | 0 | 0 | 0 | 0 | 0 | 924032 | 0 | 0 | 0 | 0 | 0 | 0
381 | Moccasin | City & County of San Francisco | CA | 100% | FALSE | 324849 | 0 | 0 | 0 | 0 | 0 | 324849 | 0 | 0 | 0 | 0 | 0 | 0
382 | R C Kirkwood | City & County of San Francisco | CA | 100% | FALSE | 524266 | 0 | 0 | 0 | 0 | 0 | 524266 | 0 | 0 | 0 | 0 | 0 | 0
384 | Joliet 29 | NRG | IL | 100% | TRUE | 321791 | 321791 | 0 | 321791 | 0 | 0 | 0 | 0 | 0 | 200286.404 | 10.114 | 117.589 | 0
385 | Drop 2 (CA) | Imperial Irrigation District | CA | 100% | FALSE | 42917 | 0 | 0 | 0 | 0 | 0 | 42917 | 0 | 0 | 0 | 0 | 0 | 0
386 | Drop 3 (CA) | Imperial Irrigation District | CA | 100% | FALSE | 40747 | 0 | 0 | 0 | 0 | 0 | 40747 | 0 | 0 | 0 | 0 | 0 | 0
387 | Drop 4 | Imperial Irrigation District | CA | 100% | FALSE | 16831 | 0 | 0 | 0 | 0 | 0 | 16831 | 0 | 0 | 0 | 0 | 0 | 0
388 | Pilot Knob | Imperial Irrigation District | CA | 100% | FALSE | 25550 | 0 | 0 | 0 | 0 | 0 | 25550 | 0 | 0 | 0 | 0 | 0 | 0
389 | El Centro | Imperial Irrigation District | CA | 100% | FALSE | 1048252 | 1048252 | 0 | 1048252 | 0 | 0 | 0 | 0 | 0 | 524344.529 | 2.646 | 82.846 | 0
390 | Solomon Gulch | Copper Valley Elec Assn, Inc | AK | 100% | FALSE | 36763 | 0 | 0 | 0 | 0 | 0 | 36763 | 0 | 0 | 0 | 0 | 0 | 0
391 | Big Pine Creek | Los Angeles City | CA | 100% | TRUE | 12959 | 0 | 0 | 0 | 0 | 0 | 12959 | 0 | 0 | 0 | 0 | 0 | 0
392 | Castaic | Los Angeles City | CA | 100% | TRUE | 356720 | 0 | 0 | 0 | 0 | 0 | 356720 | 0 | 0 | 0 | 0 | 0 | 0
393 | Control Gorge | Los Angeles City | CA | 100% | TRUE | 111770 | 0 | 0 | 0 | 0 | 0 | 111770 | 0 | 0 | 0 | 0 | 0 | 0
394 | Cottonwood | Los Angeles City | CA | 100% | TRUE | 4159 | 0 | 0 | 0 | 0 | 0 | 4159 | 0 | 0 | 0 | 0 | 0 | 0
396 | Foothill | Los Angeles City | CA | 100% | TRUE | 42694 | 0 | 0 | 0 | 0 | 0 | 42694 | 0 | 0 | 0 | 0 | 0 | 0
397 | Franklin (CA) | Los Angeles City | CA | 100% | TRUE | 0 | 0 | 0 | 0 | 0 | 0 | 0 | 0 | 0 | 0 | 0 | 0 | 0
398 | Haiwee | Los Angeles City | CA | 100% | TRUE | 16496 | 0 | 0 | 0 | 0 | 0 | 16496 | 0 | 0 | 0 | 0 | 0 | 0
399 | Harbor | Los Angeles City | CA | 100% | TRUE | 79223 | 79223 | 0 | 79223 | 0 | 0 | 0 | 0 | 0 | 57105.634 | 0.305 | 12.407 | 0
400 | Haynes | Los Angeles City | CA | 100% | TRUE | 2853921 | 2853921 | 0 | 2853921 | 0 | 0 | 0 | 0 | 0 | 1263206.353 | 6.481 | 71.299 | 0
401 | Middle Gorge | Los Angeles City | CA | 100% | TRUE | 143040 | 0 | 0 | 0 | 0 | 0 | 143040 | 0 | 0 | 0 | 0 | 0 | 0
402 | Pleasant Valley Hydro | Los Angeles City | CA | 100% | TRUE | 13573 | 0 | 0 | 0 | 0 | 0 | 13573 | 0 | 0 | 0 | 0 | 0 | 0
403 | San Fernando | Los Angeles City | CA | 100% | TRUE | 21678 | 0 | 0 | 0 | 0 | 0 | 21678 | 0 | 0 | 0 | 0 | 0 | 0
404 | Scattergood | Los Angeles City | CA | 100% | TRUE | 2002670.002 | 1991113.25 | 0 | 1991113.25 | 0 | 0 | 0 | 11556.752 | 0 | 885011.235 | 5.278 | 37.14 | 0
406 | Tok | Alaska Power and Telephone Co | AK | 100% | FALSE | 9193 | 9193 | 0 | 0 | 9193 | 0 | 0 | 0 | 0 | 7221.0867 | 0 | 0 | 0
407 | Upper Gorge | Los Angeles City | CA | 100% | TRUE | 134560 | 0 | 0 | 0 | 0 | 0 | 134560 | 0 | 0 | 0 | 0 | 0 | 0
408 | Valley (CA) | Los Angeles City | CA | 100% | TRUE | 1477272 | 1477272 | 0 | 1477272 | 0 | 0 | 0 | 0 | 0 | 648338.948 | 3.332 | 59.725 | 0
409 | Exchequer | Merced Irrigation District | CA | 100% | FALSE | 438660 | 0 | 0 | 0 | 0 | 0 | 438660 | 0 | 0 | 0 | 0 | 0 | 0
410 | McSwain | Merced Irrigation District | CA | 100% | FALSE | 55762 | 0 | 0 | 0 | 0 | 0 | 55762 | 0 | 0 | 0 | 0 | 0 | 0
412 | Chicago Park | Nevada Irrigation District | CA | 100% | FALSE | 186509 | 0 | 0 | 0 | 0 | 0 | 186509 | 0 | 0 | 0 | 0 | 0 | 0
413 | Dutch Flat 2 | Nevada Irrigation District | CA | 100% | FALSE | 144680 | 0 | 0 | 0 | 0 | 0 | 144680 | 0 | 0 | 0 | 0 | 0 | 0
414 | Beardsley | Oakdale&South San Joaquin Irrigation D. | CA | 100% | FALSE | 84257 | 0 | 0 | 0 | 0 | 0 | 84257 | 0 | 0 | 0 | 0 | 0 | 0
415 | Donnells | Oakdale&South San Joaquin Irrigation D. | CA | 100% | FALSE | 434431 | 0 | 0 | 0 | 0 | 0 | 434431 | 0 | 0 | 0 | 0 | 0 | 0
416 | Tulloch | Oakdale&South San Joaquin Irrigation D. | CA | 100% | FALSE | 140444 | 0 | 0 | 0 | 0 | 0 | 140444 | 0 | 0 | 0 | 0 | 0 | 0
417 | Forbestown | South Feather Water and Power Agency | CA | 100% | FALSE | 160691 | 0 | 0 | 0 | 0 | 0 | 160691 | 0 | 0 | 0 | 0 | 0 | 0
418 | Kelly Ridge | South Feather Water and Power Agency | CA | 100% | FALSE | 6785 | 0 | 0 | 0 | 0 | 0 | 6785 | 0 | 0 | 0 | 0 | 0 | 0
419 | Woodleaf | South Feather Water and Power Agency | CA | 100% | FALSE | 235538 | 0 | 0 | 0 | 0 | 0 | 235538 | 0 | 0 | 0 | 0 | 0 | 0
421 | Craig (AK) | Alaska Power and Telephone Co | AK | 100% | FALSE | 1509 | 1509 | 0 | 0 | 1509 | 0 | 0 | 0 | 0 | 1288.8829 | 0 | 0 | 0
422 | Glenarm | City of Pasadena - (CA) | CA | 100% | FALSE | 79189 | 79189 | 0 | 79189 | 0 | 0 | 0 | 0 | 0 | 49854.3079 | 0.245 | 7.254 | 0
423 | Hydaburg | Alaska Power and Telephone Co | AK | 100% | FALSE | 0 | 0 | 0 | 0 | 0 | 0 | 0 | 0 | 0 | 18.6688 | 0 | 0 | 0
424 | French Meadows | Placer County Water Agency | CA | 100% | FALSE | 106178 | 0 | 0 | 0 | 0 | 0 | 106178 | 0 | 0 | 0 | 0 | 0 | 0
425 | Middle Fork | Placer County Water Agency | CA | 100% | FALSE | 860201 | 0 | 0 | 0 | 0 | 0 | 860201 | 0 | 0 | 0 | 0 | 0 | 0
426 | Oxbow (CA) | Placer County Water Agency | CA | 100% | FALSE | 19266 | 0 | 0 | 0 | 0 | 0 | 19266 | 0 | 0 | 0 | 0 | 0 | 0
427 | Ralston | Placer County Water Agency | CA | 100% | FALSE | 439061 | 0 | 0 | 0 | 0 | 0 | 439061 | 0 | 0 | 0 | 0 | 0 | 0
428 | Parker | Merced Irrigation District | CA | 100% | FALSE | 3717 | 0 | 0 | 0 | 0 | 0 | 3717 | 0 | 0 | 0 | 0 | 0 | 0
430 | Camino | Sacramento Municipal Util Dist | CA | 100% | TRUE | 479597 | 0 | 0 | 0 | 0 | 0 | 479597 | 0 | 0 | 0 | 0 | 0 | 0
431 | Jaybird | Sacramento Municipal Util Dist | CA | 100% | TRUE | 779966 | 0 | 0 | 0 | 0 | 0 | 779966 | 0 | 0 | 0 | 0 | 0 | 0
432 | Loon Lake | Sacramento Municipal Util Dist | CA | 100% | TRUE | 200464 | 0 | 0 | 0 | 0 | 0 | 200464 | 0 | 0 | 0 | 0 | 0 | 0
433 | Robbs Peak | Sacramento Municipal Util Dist | CA | 100% | TRUE | 93454 | 0 | 0 | 0 | 0 | 0 | 93454 | 0 | 0 | 0 | 0 | 0 | 0
435 | White Rock/Slab Creek | Sacramento Municipal Util Dist | CA | 100% | TRUE | 681654 | 0 | 0 | 0 | 0 | 0 | 681654 | 0 | 0 | 0 | 0 | 0 | 0
436 | Devil Canyon | California Dept. of Water Resources | CA | 100% | FALSE | 1496893 | 0 | 0 | 0 | 0 | 0 | 1496893 | 0 | 0 | 0 | 0 | 0 | 0
437 | Edward C Hyatt | California Dept. of Water Resources | CA | 100% | FALSE | 2375487 | 0 | 0 | 0 | 0 | 0 | 2375487 | 0 | 0 | 0 | 0 | 0 | 0
438 | Thermalito | California Dept. of Water Resources | CA | 100% | FALSE | 0 | 0 | 0 | 0 | 0 | 0 | 0 | 0 | 0 | 0 | 0 | 0 | 0
440 | La Grange | Turlock Irrigation District | CA | 100% | FALSE | 5544 | 0 | 0 | 0 | 0 | 0 | 5544 | 0 | 0 | 0 | 0 | 0 | 0
441 | Folsom | US Bureau of Reclamation | CA | 100% | TRUE | 861616 | 0 | 0 | 0 | 0 | 0 | 861616 | 0 | 0 | 0 | 0 | 0 | 0
442 | Judge F Carr | US Bureau of Reclamation | CA | 100% | TRUE | 359686 | 0 | 0 | 0 | 0 | 0 | 359686 | 0 | 0 | 0 | 0 | 0 | 0
443 | Keswick | US Bureau of Reclamation | CA | 100% | TRUE | 437401 | 0 | 0 | 0 | 0 | 0 | 437401 | 0 | 0 | 0 | 0 | 0 | 0
444 | Nimbus | US Bureau of Reclamation | CA | 100% | TRUE | 64650 | 0 | 0 | 0 | 0 | 0 | 64650 | 0 | 0 | 0 | 0 | 0 | 0
445 | Shasta | US Bureau of Reclamation | CA | 100% | TRUE | 2908434 | 0 | 0 | 0 | 0 | 0 | 2908434 | 0 | 0 | 0 | 0 | 0 | 0
446 | ONeill | US Bureau of Reclamation | CA | 100% | TRUE | 0 | 0 | 0 | 0 | 0 | 0 | 0 | 0 | 0 | 0 | 0 | 0 | 0
447 | Parker Dam | US Bureau of Reclamation | CA | 100% | TRUE | 435516 | 0 | 0 | 0 | 0 | 0 | 435516 | 0 | 0 | 0 | 0 | 0 | 0
450 | Spring Creek | US Bureau of Reclamation | CA | 100% | TRUE | 417597 | 0 | 0 | 0 | 0 | 0 | 417597 | 0 | 0 | 0 | 0 | 0 | 0
451 | Trinity | US Bureau of Reclamation | CA | 100% | TRUE | 411169 | 0 | 0 | 0 | 0 | 0 | 411169 | 0 | 0 | 0 | 0 | 0 | 0
454 | Colgate | Yuba County Water Agency | CA | 100% | FALSE | 1699955 | 0 | 0 | 0 | 0 | 0 | 1699955 | 0 | 0 | 0 | 0 | 0 | 0
455 | Narrows 2 | Yuba County Water Agency | CA | 100% | FALSE | 321653 | 0 | 0 | 0 | 0 | 0 | 321653 | 0 | 0 | 0 | 0 | 0 | 0
457 | Bear Valley | City of Escondido - (CA) | CA | 100% | FALSE | 2545 | 0 | 0 | 0 | 0 | 0 | 2545 | 0 | 0 | 0 | 0 | 0 | 0
460 | Pueblo | Black Hills Corp | CO | 100% | FALSE | 0 | 0 | 0 | 0 | 0 | 0 | 0 | 0 | 0 | 46.1422 | 0 | 0 | 0
464 | Alamosa | Xcel | CO | 100% | TRUE | 406 | 406 | 0 | 384.701 | 21.299 | 0 | 0 | 0 | 0 | 636.1536 | 0 | 0 | 0
466 | Boulder Canyon Hydro | Boulder City of | CO | 100% | FALSE | 12580 | 0 | 0 | 0 | 0 | 0 | 12580 | 0 | 0 | 0 | 0 | 0 | 0
467 | Cabin Creek | Xcel | CO | 100% | TRUE | 0 | 0 | 0 | 0 | 0 | 0 | 0 | 0 | 0 | 0 | 0 | 0 | 0
469 | Cherokee | Xcel | CO | 100% | TRUE | 4274896.992 | 4274896.992 | 1116793.5 | 3158103.492 | 0 | 0 | 0 | 0 | 0 | 2796559.426 | 1217.631 | 1921.848 | 9.2072
470 | Comanche (CO) | Xcel | CO | 82.54% | TRUE | 7655625.215 | 7655625.215 | 7537704.6149 | 117920.6001 | 0 | 0 | 0 | 0 | 0 | 8715675.1094 | 3311.7674 | 4134.4976 | 58.5378
471 | Fruita | Xcel | CO | 100% | TRUE | 170 | 170 | 0 | 153.062 | 16.938 | 0 | 0 | 0 | 0 | 385.2411 | 0 | 0 | 0
472 | Georgetown Hydro | Xcel | CO | 100% | TRUE | 4824 | 0 | 0 | 0 | 0 | 0 | 4824 | 0 | 0 | 0 | 0 | 0 | 0
474 | Salida | Xcel | CO | 100% | TRUE | 2633 | 0 | 0 | 0 | 0 | 0 | 2633 | 0 | 0 | 0 | 0 | 0 | 0
476 | Shoshone (CO) | Xcel | CO | 100% | TRUE | 95238 | 0 | 0 | 0 | 0 | 0 | 95238 | 0 | 0 | 0 | 0 | 0 | 0
477 | Valmont | Xcel | CO | 100% | TRUE | 217967.997 | 217967.997 | 192184.96 | 25783.037 | 0 | 0 | 0 | 0 | 0 | 225785.1564 | 168.823 | 299.388 | 1.4102
479 | Temescal | Metropolitan Water District of S CA | CA | 100% | FALSE | 1154 | 0 | 0 | 0 | 0 | 0 | 1154 | 0 | 0 | 0 | 0 | 0 | 0
480 | Corona | Metropolitan Water District of S CA | CA | 100% | FALSE | 1139 | 0 | 0 | 0 | 0 | 0 | 1139 | 0 | 0 | 0 | 0 | 0 | 0
481 | Perris | Metropolitan Water District of S CA | CA | 100% | FALSE | 31910 | 0 | 0 | 0 | 0 | 0 | 31910 | 0 | 0 | 0 | 0 | 0 | 0
482 | Rio Hondo | Metropolitan Water District of S CA | CA | 100% | FALSE | 0 | 0 | 0 | 0 | 0 | 0 | 0 | 0 | 0 | 0 | 0 | 0 | 0
483 | Coyote Creek | Metropolitan Water District of S CA | CA | 100% | FALSE | 0 | 0 | 0 | 0 | 0 | 0 | 0 | 0 | 0 | 0 | 0 | 0 | 0
484 | Red Mountain | Metropolitan Water District of S CA | CA | 100% | FALSE | 33515 | 0 | 0 | 0 | 0 | 0 | 33515 | 0 | 0 | 0 | 0 | 0 | 0
487 | Valley View | Metropolitan Water District of S CA | CA | 100% | FALSE | 0 | 0 | 0 | 0 | 0 | 0 | 0 | 0 | 0 | 0 | 0 | 0 | 0
489 | Upper Dawson | Turlock Irrigation District | CA | 100% | FALSE | 10768 | 0 | 0 | 0 | 0 | 0 | 10768 | 0 | 0 | 0 | 0 | 0 | 0
491 | Center | City of Center - (CO) | CO | 100% | FALSE | 0 | 0 | 0 | 0 | 0 | 0 | 0 | 0 | 0 | 0 | 0 | 0 | 0
492 | Martin Drake | City of Colorado Springs - (CO) | CO | 100% | FALSE | 1141965.032 | 1141965.032 | 1135796.8 | 6168.232 | 0 | 0 | 0 | 0 | 0 | 1406529.201 | 335.991 | 1571.955 | 1.3
493 | George Birdsall | City of Colorado Springs - (CO) | CO | 100% | FALSE | 4631 | 4631 | 0 | 4599.664 | 31.336 | 0 | 0 | 0 | 0 | 4079.9721 | 0 | 0 | 0
494 | Manitou Springs | City of Colorado Springs - (CO) | CO | 100% | FALSE | 16022 | 0 | 0 | 0 | 0 | 0 | 16022 | 0 | 0 | 0 | 0 | 0 | 0
495 | Ruxton Park | City of Colorado Springs - (CO) | CO | 100% | FALSE | 868 | 0 | 0 | 0 | 0 | 0 | 868 | 0 | 0 | 0 | 0 | 0 | 0
502 | Holly | Town of Holly - (CO) | CO | 46% | FALSE | 7.82 | 7.82 | 0 | 0 | 7.82 | 0 | 0 | 0 | 0 | 12.4127 | 0 | 0 | 0
504 | Julesburg | City of Julesburg - (CO) | CO | 100% | FALSE | 0 | 0 | 0 | 0 | 0 | 0 | 0 | 0 | 0 | 0 | 0 | 0 | 0
505 | Boysen | US Bureau of Reclamation | WY | 100% | TRUE | 88947 | 0 | 0 | 0 | 0 | 0 | 88947 | 0 | 0 | 0 | 0 | 0 | 0
506 | La Junta | City of La Junta - (CO) | CO | 100% | FALSE | 0 | 0 | 0 | 0 | 0 | 0 | 0 | 0 | 0 | 14.1035 | 0 | 0 | 0
507 | Las Animas | City of Las Animas - (CO) | CO | 100% | FALSE | 0 | 0 | 0 | 0 | 0 | 0 | 0 | 0 | 0 | 0 | 0 | 0 | 0
508 | Lamar Plant | City of Lamar - (CO) | CO | 56.55% | FALSE | 7935 | 0 | 0 | 0 | 0 | 0 | 0 | 0 | 7935 | 0 | 0 | 0 | 0
510 | Sonoma California Geothermal | Calpine | CA | 100% | TRUE | 421669 | 0 | 0 | 0 | 0 | 0 | 0 | 0 | 421669 | 0 | 0 | 0 | 0
511 | Trinidad (CO) | City of Trinidad - (CO) | CO | 41.3% | FALSE | 0 | 0 | 0 | 0 | 0 | 0 | 0 | 0 | 0 | 0 | 0 | 0 | 0
512 | Blue Mesa | US Bureau of Reclamation | CO | 100% | TRUE | 311473 | 0 | 0 | 0 | 0 | 0 | 311473 | 0 | 0 | 0 | 0 | 0 | 0
513 | Estes | US Bureau of Reclamation | CO | 100% | TRUE | 100277 | 0 | 0 | 0 | 0 | 0 | 100277 | 0 | 0 | 0 | 0 | 0 | 0
514 | Morrow Point | US Bureau of Reclamation | CO | 100% | TRUE | 338514 | 0 | 0 | 0 | 0 | 0 | 338514 | 0 | 0 | 0 | 0 | 0 | 0
515 | Big Thompson | US Bureau of Reclamation | CO | 100% | TRUE | 7627 | 0 | 0 | 0 | 0 | 0 | 7627 | 0 | 0 | 0 | 0 | 0 | 0
516 | Green Mountain | US Bureau of Reclamation | CO | 100% | TRUE | 56940 | 0 | 0 | 0 | 0 | 0 | 56940 | 0 | 0 | 0 | 0 | 0 | 0
517 | Marys Lake | US Bureau of Reclamation | CO | 100% | TRUE | 31145 | 0 | 0 | 0 | 0 | 0 | 31145 | 0 | 0 | 0 | 0 | 0 | 0
518 | Flatiron | US Bureau of Reclamation | CO | 100% | TRUE | 189359 | 0 | 0 | 0 | 0 | 0 | 189359 | 0 | 0 | 0 | 0 | 0 | 0
519 | Pole Hill | US Bureau of Reclamation | CO | 100% | TRUE | 146464 | 0 | 0 | 0 | 0 | 0 | 146464 | 0 | 0 | 0 | 0 | 0 | 0
520 | Lower Molina | US Bureau of Reclamation | CO | 100% | TRUE | 12732 | 0 | 0 | 0 | 0 | 0 | 12732 | 0 | 0 | 0 | 0 | 0 | 0
521 | Upper Molina | US Bureau of Reclamation | CO | 100% | TRUE | 22859 | 0 | 0 | 0 | 0 | 0 | 22859 | 0 | 0 | 0 | 0 | 0 | 0
527 | Nucla | Tri-State | CO | 100% | TRUE | 90108 | 90108 | 89566.375 | 0 | 541.625 | 0 | 0 | 0 | 0 | 114726.0212 | 153.338 | 212.164 | 0
533 | McWilliams | PowerSouth Energy Coop | AL | 100% | TRUE | 4030157.035 | 4030157.035 | 0 | 4029648 | 509.035 | 0 | 0 | 0 | 0 | 1770735.9337 | 8.867 | 214.535 | 0
534 | Jones Fork | Sacramento Municipal Util Dist | CA | 100% | TRUE | 40590 | 0 | 0 | 0 | 0 | 0 | 40590 | 0 | 0 | 0 | 0 | 0 | 0
537 | Camanche | East Bay Municipal Util Dist | CA | 100% | FALSE | 58362 | 0 | 0 | 0 | 0 | 0 | 58362 | 0 | 0 | 0 | 0 | 0 | 0
540 | Branford | NRG | CT | 100% | TRUE | 481 | 481 | 0 | 0 | 481 | 0 | 0 | 0 | 0 | 473.3979 | 0 | 2.958 | 0
542 | Cos Cob | NRG | CT | 100% | TRUE | 2607 | 2607 | 0 | 0 | 2607 | 0 | 0 | 0 | 0 | 2715.7454 | 0 | 19.35 | 0
544 | Devon Station | NRG | CT | 100% | TRUE | 10349 | 10349 | 0 | 6670.211 | 3678.789 | 0 | 0 | 0 | 0 | 6965.2024 | 0.971 | 60.007 | 0
546 | Montville Station | NRG | CT | 100% | TRUE | 45307 | 45307 | 0 | 9927.153 | 35379.847 | 0 | 0 | 0 | 0 | 44466.8628 | 69.574 | 53.781 | 0
547 | Northfield Mountain | PSP Investments | MA | 100% | FALSE | 0 | 0 | 0 | 0 | 0 | 0 | 0 | 0 | 0 | 0 | 0 | 0 | 0
550 | Kettle Falls Generating Station | Avista | WA | 100% | TRUE | 295117 | 5652.42 | 0 | 5652.42 | 0 | 0 | 0 | 289464.58 | 0 | 4080.0137 | 0 | 0 | 0
559 | Rainbow (CT) | Farmington River Power Company | CT | 100% | FALSE | 20809.8 | 0 | 0 | 0 | 0 | 0 | 20809.8 | 0 | 0 | 0 | 0 | 0 | 0
561 | Franklin Drive | NRG | CT | 100% | TRUE | 390 | 390 | 0 | 0 | 390 | 0 | 0 | 0 | 0 | 493.4859 | 0 | 2.493 | 0
562 | Middletown | NRG | CT | 100% | TRUE | 221967.005 | 221967.005 | 0 | 184287.81 | 37679.195 | 0 | 0 | 0 | 0 | 156980.8503 | 56.856 | 209.076 | 0
564 | Stanton Energy Center | Orlando Utilities Comm | FL | 77.97% | TRUE | 4817950.7676 | 4817950.7676 | 3191401.8436 | 1626548.924 | 0 | 0 | 0 | 0 | 0 | 4207099.2214 | 2129.3148 | 3446.4873 | 17.2933
565 | Torrington Terminal | NRG | CT | 100% | TRUE | 498 | 498 | 0 | 0 | 498 | 0 | 0 | 0 | 0 | 398.3706 | 0 | 3.467 | 0
566 | Millstone | Dominion | CT | 96.22% | TRUE | 15875452.5965 | 0 | 0 | 0 | 0 | 15875452.5965 | 0 | 0 | 0 | 0 | 0 | 0 | 0
568 | Bridgeport Station | PSEG | CT | 100% | TRUE | 202246.179 | 202246.179 | 197508.74 | 0 | 4737.439 | 0 | 0 | 0 | 0 | 273826.3133 | 228.878 | 174.368 | 0.3969
579 | Central Hudson High Falls | Fortis | NY | 100% | TRUE | 2863 | 0 | 0 | 0 | 0 | 0 | 2863 | 0 | 0 | 0 | 0 | 0 | 0
581 | North Main Street | City of Norwich - (CT) | CT | 100% | FALSE | 331 | 331 | 0 | 0 | 331 | 0 | 0 | 0 | 0 | 414.0567 | 0 | 2.788 | 0
583 | Tenth Street | City of Norwich - (CT) | CT | 100% | FALSE | 4348 | 0 | 0 | 0 | 0 | 0 | 4348 | 0 | 0 | 0 | 0 | 0 | 0
584 | Navajo Dam | City of Farmington - (NM) | NM | 100% | FALSE | 79225 | 0 | 0 | 0 | 0 | 0 | 79225 | 0 | 0 | 0 | 0 | 0 | 0
585 | Drop 1 | Imperial Irrigation District | CA | 100% | FALSE | 6732 | 0 | 0 | 0 | 0 | 0 | 6732 | 0 | 0 | 0 | 0 | 0 | 0
586 | East Highline | Imperial Irrigation District | CA | 100% | FALSE | 4153 | 0 | 0 | 0 | 0 | 0 | 4153 | 0 | 0 | 0 | 0 | 0 | 0
591 | Christiana | Calpine | DE | 100% | TRUE | 155 | 155 | 0 | 0 | 155 | 0 | 0 | 0 | 0 | 343.9 | 0 | 1.063 | 0
592 | Delaware City 10 | Calpine | DE | 100% | TRUE | 129 | 129 | 0 | 0 | 129 | 0 | 0 | 0 | 0 | 4.8099 | 0 | 0.106 | 0
593 | Edge Moor | Calpine | DE | 100% | TRUE | 232146.002 | 232146.002 | 0 | 218148.14 | 13997.862 | 0 | 0 | 0 | 0 | 167455.8794 | 46.178 | 92.966 | 0
597 | West Station (DE) | Calpine | DE | 100% | TRUE | 38 | 38 | 0 | 0 | 38 | 0 | 0 | 0 | 0 | 4.8099 | 0 | 0.09 | 0
602 | Brandon Shores | Riverstone | MD | 100% | TRUE | 3835521.033 | 3835521.033 | 3807958.12 | 0 | 27562.913 | 0 | 0 | 0 | 0 | 4548373.4582 | 2514.74 | 1635.898 | 20.3259
607 | Fredonia | Puget Holdings | WA | 100% | TRUE | 120503 | 120503 | 0 | 119156.13 | 1346.87 | 0 | 0 | 0 | 0 | 98134.9863 | 0.262 | 3.29 | 0
609 | Cape Canaveral | NextEra Energy | FL | 100% | TRUE | 6942856.022 | 6942856.022 | 0 | 6929219.3 | 13636.722 | 0 | 0 | 0 | 0 | 2700264.8813 | 21.4 | 170.306 | 0
612 | Fort Myers | NextEra Energy | FL | 100% | TRUE | 8855436.002 | 8855436.002 | 0 | 8816918.77 | 38517.232 | 0 | 0 | 0 | 0 | 3794679.4525 | 25.57 | 1250.051 | 0
613 | Lauderdale | NextEra Energy | FL | 100% | TRUE | 3317425.986 | 3317425.986 | 0 | 3193377.23 | 124048.756 | 0 | 0 | 0 | 0 | 1710416.9692 | 58.064 | 1421.004 | 0
617 | Port Everglades | NextEra Energy | FL | 100% | TRUE | 6735998.981 | 6735998.981 | 0 | 6734715 | 1283.981 | 0 | 0 | 0 | 0 | 2650735.8776 | 13.034 | 154.813 | 0
619 | Riviera | NextEra Energy | FL | 100% | TRUE | 7048769.074 | 7048769.074 | 0 | 7042008.4 | 6760.674 | 0 | 0 | 0 | 0 | 2729629.876 | 13.267 | 168.223 | 0
620 | Sanford | NextEra Energy | FL | 100% | TRUE | 9801725 | 9801725 | 0 | 9801725 | 0 | 0 | 0 | 0 | 0 | 4313087.131 | 21.775 | 1178.318 | 0
621 | Turkey Point | NextEra Energy | FL | 100% | TRUE | 18022696.956 | 5304397.956 | 0 | 5298345.3 | 6052.656 | 12718299 | 0 | 0 | 0 | 2239254.9175 | 11.332 | 151.789 | 0
622 | South Fork Tolt | Seattle City Light | WA | 100% | TRUE | 54544 | 0 | 0 | 0 | 0 | 0 | 54544 | 0 | 0 | 0 | 0 | 0 | 0
624 | Avon Park | Duke | FL | 100% | TRUE | 5232 | 5232 | 0 | 4081.211 | 1150.789 | 0 | 0 | 0 | 0 | 5732.7791 | 0 | 0 | 0
625 | Upper Mechanicville | Avangrid | NY | 100% | TRUE | 71765 | 0 | 0 | 0 | 0 | 0 | 71765 | 0 | 0 | 0 | 0 | 0 | 0
626 | Oak Flat | PG&E | CA | 100% | TRUE | 4134 | 0 | 0 | 0 | 0 | 0 | 4134 | 0 | 0 | 0 | 0 | 0 | 0
627 | Bayboro | Duke | FL | 100% | TRUE | 2726 | 2726 | 0 | 0 | 2726 | 0 | 0 | 0 | 0 | 3470.6087 | 0 | 0 | 0
628 | Crystal River | Duke | FL | 100% | TRUE | 8754768.956 | 8754768.956 | 8720564.1 | 0 | 34204.856 | 0 | 0 | 0 | 0 | 9349192.4384 | 12925.372 | 5610.352 | 48
630 | Higgins | Duke | FL | 100% | TRUE | 11863 | 11863 | 0 | 11863 | 0 | 0 | 0 | 0 | 0 | 12363.3007 | 0 | 0 | 0
632 | Newcastle | PG&E | CA | 100% | TRUE | 14305 | 0 | 0 | 0 | 0 | 0 | 14305 | 0 | 0 | 0 | 0 | 0 | 0
634 | P L Bartow | Duke | FL | 100% | TRUE | 6927593 | 6927593 | 0 | 6926879.638 | 713.362 | 0 | 0 | 0 | 0 | 3234212.7305 | 16.521 | 807.762 | 0
638 | Suwannee River | Duke | FL | 100% | TRUE | 34056 | 34056 | 0 | 32061.608 | 1994.392 | 0 | 0 | 0 | 0 | 30582.8337 | 0 | 0 | 0
641 | Crist | Southern | FL | 100% | TRUE | 3122358.012 | 3122358.012 | 2969822.5 | 149737.49 | 2798.022 | 0 | 0 | 0 | 0 | 3450551.919 | 543.195 | 0 | 23.3
643 | Lansing Smith | Southern | FL | 100% | TRUE | 4139059 | 4139059 | 0 | 4138838 | 221 | 0 | 0 | 0 | 0 | 1724807.408 | 9.735 | 521.479 | 0
645 | Big Bend | Emera | FL | 100% | TRUE | 5577628.96 | 5538725.96 | 4713917.2 | 824808.76 | 0 | 0 | 0 | 0 | 38903 | 5862935.5739 | 4625.667 | 2581.676 | 14
663 | Deerhaven Generating Station | Gainesville Regional Utilities | FL | 100% | FALSE | 729129.997 | 729129.997 | 399137.29 | 328900.046 | 1092.661 | 0 | 0 | 0 | 0 | 767450.1546 | 387.206 | 1208.538 | 2.8002
664 | John R Kelly | Gainesville Regional Utilities | FL | 100% | FALSE | 546311.002 | 546311.002 | 0 | 546304.23 | 6.772 | 0 | 0 | 0 | 0 | 274111.2839 | 1.362 | 56.778 | 0
665 | G W Ivey | City of Homestead - (FL) | FL | 100% | FALSE | 661 | 661 | 0 | 376.827 | 284.173 | 0 | 0 | 0 | 0 | 967.9612 | 0 | 0 | 0
666 | J D Kennedy | JEA | FL | 100% | TRUE | 38498 | 38498 | 0 | 38498 | 0 | 0 | 0 | 0 | 0 | 25961.351 | 0.131 | 9.78 | 0
667 | Northside Generating Station | JEA | FL | 100% | TRUE | 2870527.027 | 2870527.027 | 525255.33 | 1392458.7 | 1891.447 | 0 | 0 | 950921.55 | 0 | 2532316.1622 | 1485.377 | 1923.401 | 4.9748
673 | Tom G Smith | City of Lake Worth - (FL) | FL | 100% | FALSE | 6670 | 6670 | 0 | 6444 | 226 | 0 | 0 | 0 | 0 | 4397.4201 | 0.012 | 4.678 | 0
674 | Pilot Butte | US Bureau of Reclamation | WY | 100% | TRUE | 0 | 0 | 0 | 0 | 0 | 0 | 0 | 0 | 0 | 0 | 0 | 0 | 0
675 | Larsen Memorial | City of Lakeland - (FL) | FL | 100% | FALSE | 111791 | 111791 | 0 | 111640.73 | 150.27 | 0 | 0 | 0 | 0 | 74208.0801 | 0.496 | 29.316 | 0
676 | C D McIntosh Jr | City of Lakeland - (FL) | FL | 83.66% | FALSE | 2342816.404 | 2342816.404 | 820794.84 | 1521859.772 | 161.792 | 0 | 0 | 0 | 0 | 1619092.7152 | 876.4558 | 1122.0068 | 2.112
678 | W K Sanders | Village of Morrisville - (VT) | VT | 100% | FALSE | 1229 | 0 | 0 | 0 | 0 | 0 | 1229 | 0 | 0 | 0 | 0 | 0 | 0
682 | Kerckhoff 2 | PG&E | CA | 100% | TRUE | 794645 | 0 | 0 | 0 | 0 | 0 | 794645 | 0 | 0 | 0 | 0 | 0 | 0
688 | Arvah B Hopkins | City of Tallahassee - (FL) | FL | 100% | FALSE | 1384665 | 1384665 | 0 | 1384665 | 0 | 0 | 0 | 0 | 0 | 728069.313 | 3.676 | 285.036 | 0
689 | S O Purdom | City of Tallahassee - (FL) | FL | 100% | FALSE | 1250741 | 1250741 | 0 | 1250741 | 0 | 0 | 0 | 0 | 0 | 572009.217 | 2.54 | 136.505 | 0
690 | J Woodruff | US Corps of Engineers | FL | 100% | TRUE | 205058 | 0 | 0 | 0 | 0 | 0 | 205058 | 0 | 0 | 0 | 0 | 0 | 0
692 | Medicine Bow | NJR Clean Energy Ventures Corporation | WY | 100% | FALSE | 18217 | 0 | 0 | 0 | 0 | 0 | 0 | 0 | 18217 | 0 | 0 | 0 | 0
696 | Marathon Generating Plant | Florida Keys El Coop Assn, Inc | FL | 100% | FALSE | 0 | 0 | 0 | 0 | 0 | 0 | 0 | 0 | 0 | 140.8722 | 0 | 0 | 0
698 | Trenton North | Trenton Municipal Utilities - (MO) | MO | 100% | FALSE | 54 | 54 | 0 | 0 | 54 | 0 | 0 | 0 | 0 | 60.0011 | 0 | 0 | 0
702 | Bartletts Ferry | Southern | AL | 100% | TRUE | 278781 | 0 | 0 | 0 | 0 | 0 | 278781 | 0 | 0 | 0 | 0 | 0 | 0
703 | Bowen | Southern | GA | 100% | TRUE | 13951142.329 | 13951142.329 | 13919159 | 0 | 31983.329 | 0 | 0 | 0 | 0 | 14254624.4941 | 9450.707 | 8762.378 | 70.8
704 | Burton Dam | Southern | GA | 100% | TRUE | 17711 | 0 | 0 | 0 | 0 | 0 | 17711 | 0 | 0 | 0 | 0 | 0 | 0
706 | Flint River | Southern | GA | 100% | TRUE | 29578 | 0 | 0 | 0 | 0 | 0 | 29578 | 0 | 0 | 0 | 0 | 0 | 0
707 | Goat Rock | Southern | AL | 100% | TRUE | 123130 | 0 | 0 | 0 | 0 | 0 | 123130 | 0 | 0 | 0 | 0 | 0 | 0
708 | Hammond | Southern | GA | 100% | TRUE | 492926.997 | 492926.997 | 485739.73 | 0 | 7187.267 | 0 | 0 | 0 | 0 | 630757.4963 | 36.336 | 269.132 | 3.1
710 | Jack McDonough | Southern | GA | 100% | TRUE | 16329015.874 | 16329015.874 | 0 | 16327874.5 | 1141.374 | 0 | 0 | 0 | 0 | 6641511.8651 | 38.253 | 275.85 | 0
711 | Langdale | Southern | AL | 100% | TRUE | 0 | 0 | 0 | 0 | 0 | 0 | 0 | 0 | 0 | 0 | 0 | 0 | 0
712 | Lloyd Shoals | Southern | GA | 100% | TRUE | 59946 | 0 | 0 | 0 | 0 | 0 | 59946 | 0 | 0 | 0 | 0 | 0 | 0
714 | Toadtown | PG&E | CA | 100% | TRUE | 3294 | 0 | 0 | 0 | 0 | 0 | 3294 | 0 | 0 | 0 | 0 | 0 | 0
715 | McManus | Southern | GA | 100% | TRUE | 10584 | 10584 | 0 | 0 | 10584 | 0 | 0 | 0 | 0 | 15332.326 | 47.208 | 113.29 | 0
717 | Morgan Falls | Southern | GA | 100% | TRUE | 14602 | 0 | 0 | 0 | 0 | 0 | 14602 | 0 | 0 | 0 | 0 | 0 | 0
718 | Nacoochee | Southern | GA | 100% | TRUE | 11212 | 0 | 0 | 0 | 0 | 0 | 11212 | 0 | 0 | 0 | 0 | 0 | 0
719 | North Highlands | Southern | GA | 100% | TRUE | 87121 | 0 | 0 | 0 | 0 | 0 | 87121 | 0 | 0 | 0 | 0 | 0 | 0
720 | Oliver Dam | Southern | GA | 100% | TRUE | 151763 | 0 | 0 | 0 | 0 | 0 | 151763 | 0 | 0 | 0 | 0 | 0 | 0
722 | Sinclair Dam | Southern | GA | 100% | TRUE | 84399 | 0 | 0 | 0 | 0 | 0 | 84399 | 0 | 0 | 0 | 0 | 0 | 0
723 | Tallulah Falls | Southern | GA | 100% | TRUE | 94416 | 0 | 0 | 0 | 0 | 0 | 94416 | 0 | 0 | 0 | 0 | 0 | 0
724 | Terrora | Southern | GA | 100% | TRUE | 34267 | 0 | 0 | 0 | 0 | 0 | 34267 | 0 | 0 | 0 | 0 | 0 | 0
725 | Tugalo | Southern | GA | 100% | TRUE | 74773 | 0 | 0 | 0 | 0 | 0 | 74773 | 0 | 0 | 0 | 0 | 0 | 0
728 | Yates | Southern | GA | 100% | TRUE | 483872 | 483872 | 0 | 483872 | 0 | 0 | 0 | 0 | 0 | 347153.168 | 1.753 | 259.994 | 0
729 | Yonah | Southern | GA | 100% | TRUE | 31521 | 0 | 0 | 0 | 0 | 0 | 31521 | 0 | 0 | 0 | 0 | 0 | 0
732 | Boulevard | Southern | GA | 100% | TRUE | 0 | 0 | 0 | 0 | 0 | 0 | 0 | 0 | 0 | 142.6657 | 0 | 0 | 0
736 | Stevens Creek | SCANA | GA | 100% | TRUE | 44037 | 0 | 0 | 0 | 0 | 0 | 44037 | 0 | 0 | 0 | 0 | 0 | 0
745 | Etiwanda | Metropolitan Water District of S CA | CA | 100% | FALSE | 82420 | 0 | 0 | 0 | 0 | 0 | 82420 | 0 | 0 | 0 | 0 | 0 | 0
751 | Moccasin Low Head Hydro Project | City & County of San Francisco | CA | 100% | FALSE | 0 | 0 | 0 | 0 | 0 | 0 | 0 | 0 | 0 | 0 | 0 | 0 | 0
752 | Lake Blackshear Project | Crisp County Power Comm | GA | 100% | FALSE | 40027 | 0 | 0 | 0 | 0 | 0 | 40027 | 0 | 0 | 0 | 0 | 0 | 0
753 | Crisp Plant | Crisp County Power Comm | GA | 100% | FALSE | 2684 | 2684 | 2016.043 | 667.957 | 0 | 0 | 0 | 0 | 0 | 6003.0362 | 0 | 0 | 0
754 | Hartwell Lake | US Corps of Engineers | GA | 100% | TRUE | 250514 | 0 | 0 | 0 | 0 | 0 | 250514 | 0 | 0 | 0 | 0 | 0 | 0
757 | Blue Ridge | Tennessee Valley Authority | GA | 100% | TRUE | 20068 | 0 | 0 | 0 | 0 | 0 | 20068 | 0 | 0 | 0 | 0 | 0 | 0
758 | Nottely | Tennessee Valley Authority | GA | 100% | TRUE | 16092 | 0 | 0 | 0 | 0 | 0 | 16092 | 0 | 0 | 0 | 0 | 0 | 0
759 | Buford | US Corps of Engineers | GA | 100% | TRUE | 64921 | 0 | 0 | 0 | 0 | 0 | 64921 | 0 | 0 | 0 | 0 | 0 | 0
760 | Allatoona | US Corps of Engineers | GA | 100% | TRUE | 9244 | 0 | 0 | 0 | 0 | 0 | 9244 | 0 | 0 | 0 | 0 | 0 | 0
761 | Walter F George | US Corps of Engineers | GA | 100% | TRUE | 328266 | 0 | 0 | 0 | 0 | 0 | 328266 | 0 | 0 | 0 | 0 | 0 | 0
762 | Ponca | Oklahoma Municipal Power Authority | OK | 100% | FALSE | 26 | 26 | 0 | 26 | 0 | 0 | 0 | 0 | 0 | 33842.296 | 0.17 | 23.194 | 0
765 | Kahe | Hawaiian Electric | HI | 100% | FALSE | 2485543 | 2485543 | 0 | 0 | 2485543 | 0 | 0 | 0 | 0 | 2159082.3888 | 0 | 0 | 0
766 | Waiau | Hawaiian Electric | HI | 100% | FALSE | 912198 | 912198 | 0 | 0 | 912198 | 0 | 0 | 0 | 0 | 873410.9558 | 0 | 0 | 0
768 | Waimea | Hawaiian Electric | HI | 100% | FALSE | 1037 | 1037 | 0 | 0 | 1037 | 0 | 0 | 0 | 0 | 913.5498 | 0 | 0 | 0
769 | Kanoelehua | Hawaiian Electric | HI | 100% | FALSE | 209 | 209 | 0 | 0 | 209 | 0 | 0 | 0 | 0 | 256.3092 | 0 | 0 | 0
771 | Puueo | Hawaiian Electric | HI | 100% | FALSE | 5535 | 0 | 0 | 0 | 0 | 0 | 5535 | 0 | 0 | 0 | 0 | 0 | 0
772 | W H Hill | Hawaiian Electric | HI | 100% | FALSE | 172617 | 172617 | 0 | 0 | 172617 | 0 | 0 | 0 | 0 | 191941.9375 | 0 | 0 | 0
774 | Waiau Hydro | Hawaiian Electric | HI | 100% | FALSE | 4251 | 0 | 0 | 0 | 0 | 0 | 4251 | 0 | 0 | 0 | 0 | 0 | 0
776 | Sly Creek | South Feather Water and Power Agency | CA | 100% | FALSE | 39044 | 0 | 0 | 0 | 0 | 0 | 39044 | 0 | 0 | 0 | 0 | 0 | 0
785 | Kingsley | Central Nebraska Pub P&I Dist | NE | 100% | FALSE | 103713 | 0 | 0 | 0 | 0 | 0 | 103713 | 0 | 0 | 0 | 0 | 0 | 0
788 | East Barnet | Gaz Metro | VT | 100% | FALSE | 7697 | 0 | 0 | 0 | 0 | 0 | 7697 | 0 | 0 | 0 | 0 | 0 | 0
789 | Orca | Cordova Electric Coop, Inc | AK | 100% | FALSE | 8659 | 8659 | 0 | 0 | 8659 | 0 | 0 | 0 | 0 | 7193.2057 | 0 | 0 | 0
790 | Gem State | City of Idaho Falls - (ID) | ID | 100% | FALSE | 147468 | 0 | 0 | 0 | 0 | 0 | 147468 | 0 | 0 | 0 | 0 | 0 | 0
791 | Canyon | Guadalupe Blanco River Authority | TX | 100% | FALSE | 13489 | 0 | 0 | 0 | 0 | 0 | 13489 | 0 | 0 | 0 | 0 | 0 | 0
792 | Palaau Power | Hawaiian Electric | HI | 100% | FALSE | 31086 | 31086 | 0 | 0 | 31086 | 0 | 0 | 0 | 0 | 25629.1226 | 0 | 0 | 0
794 | Lewisville | City of Garland - (TX) | TX | 100% | FALSE | 8186 | 0 | 0 | 0 | 0 | 0 | 8186 | 0 | 0 | 0 | 0 | 0 | 0
805 | Charles E Monty | Brookfield | ME | 100% | TRUE | 134480 | 0 | 0 | 0 | 0 | 0 | 134480 | 0 | 0 | 0 | 0 | 0 | 0
808 | Jarvis (Hinckley) | New York Power Authority | NY | 100% | TRUE | 37241 | 0 | 0 | 0 | 0 | 0 | 37241 | 0 | 0 | 0 | 0 | 0 | 0
809 | American Falls | IDACORP | ID | 100% | TRUE | 482999 | 0 | 0 | 0 | 0 | 0 | 482999 | 0 | 0 | 0 | 0 | 0 | 0
810 | Bliss | IDACORP | ID | 100% | TRUE | 343369 | 0 | 0 | 0 | 0 | 0 | 343369 | 0 | 0 | 0 | 0 | 0 | 0
811 | Brownlee | IDACORP | ID | 100% | TRUE | 2394269 | 0 | 0 | 0 | 0 | 0 | 2394269 | 0 | 0 | 0 | 0 | 0 | 0
812 | C J Strike | IDACORP | ID | 100% | TRUE | 550191 | 0 | 0 | 0 | 0 | 0 | 550191 | 0 | 0 | 0 | 0 | 0 | 0
813 | Cascade Dam | IDACORP | ID | 100% | TRUE | 47655 | 0 | 0 | 0 | 0 | 0 | 47655 | 0 | 0 | 0 | 0 | 0 | 0
814 | Clear Lake | IDACORP | ID | 100% | TRUE | 16514 | 0 | 0 | 0 | 0 | 0 | 16514 | 0 | 0 | 0 | 0 | 0 | 0
815 | Lower Malad | IDACORP | ID | 100% | TRUE | 99846 | 0 | 0 | 0 | 0 | 0 | 99846 | 0 | 0 | 0 | 0 | 0 | 0
816 | Lower Salmon | IDACORP | ID | 100% | TRUE | 308425 | 0 | 0 | 0 | 0 | 0 | 308425 | 0 | 0 | 0 | 0 | 0 | 0
817 | Salmon Diesel | IDACORP | ID | 100% | TRUE | 18 | 18 | 0 | 0 | 18 | 0 | 0 | 0 | 0 | 17.7721 | 0 | 0 | 0
818 | Shoshone Falls | IDACORP | ID | 100% | TRUE | 93460 | 0 | 0 | 0 | 0 | 0 | 93460 | 0 | 0 | 0 | 0 | 0 | 0
819 | Swan Falls | IDACORP | ID | 100% | TRUE | 130191 | 0 | 0 | 0 | 0 | 0 | 130191 | 0 | 0 | 0 | 0 | 0 | 0
820 | Thousand Springs | IDACORP | ID | 100% | TRUE | 0 | 0 | 0 | 0 | 0 | 0 | 0 | 0 | 0 | 0 | 0 | 0 | 0
821 | Twin Falls (ID) | IDACORP | ID | 100% | TRUE | 214318 | 0 | 0 | 0 | 0 | 0 | 214318 | 0 | 0 | 0 | 0 | 0 | 0
822 | Upper Salmon A | IDACORP | ID | 100% | TRUE | 117230 | 0 | 0 | 0 | 0 | 0 | 117230 | 0 | 0 | 0 | 0 | 0 | 0
823 | Upper Malad | IDACORP | ID | 100% | TRUE | 29675 | 0 | 0 | 0 | 0 | 0 | 29675 | 0 | 0 | 0 | 0 | 0 | 0
825 | Ashton | Berkshire Hathaway Energy | ID | 100% | TRUE | 36863 | 0 | 0 | 0 | 0 | 0 | 36863 | 0 | 0 | 0 | 0 | 0 | 0
827 | Grace | Berkshire Hathaway Energy | ID | 100% | TRUE | 162133 | 0 | 0 | 0 | 0 | 0 | 162133 | 0 | 0 | 0 | 0 | 0 | 0
829 | Oneida | Berkshire Hathaway Energy | ID | 100% | TRUE | 94117 | 0 | 0 | 0 | 0 | 0 | 94117 | 0 | 0 | 0 | 0 | 0 | 0
831 | Soda | Berkshire Hathaway Energy | ID | 100% | TRUE | 33872 | 0 | 0 | 0 | 0 | 0 | 33872 | 0 | 0 | 0 | 0 | 0 | 0
833 | Cabinet Gorge | Avista | ID | 100% | TRUE | 1062811 | 0 | 0 | 0 | 0 | 0 | 1062811 | 0 | 0 | 0 | 0 | 0 | 0
835 | Post Falls | Avista | ID | 100% | TRUE | 79120 | 0 | 0 | 0 | 0 | 0 | 79120 | 0 | 0 | 0 | 0 | 0 | 0
839 | Scott Flat | Nevada Irrigation District | CA | 100% | FALSE | 4108 | 0 | 0 | 0 | 0 | 0 | 4108 | 0 | 0 | 0 | 0 | 0 | 0
840 | Dworshak | US Corps of Engineers | ID | 100% | TRUE | 1436978 | 0 | 0 | 0 | 0 | 0 | 1436978 | 0 | 0 | 0 | 0 | 0 | 0
841 | City Power Plant | City of Idaho Falls - (ID) | ID | 100% | FALSE | 50560 | 0 | 0 | 0 | 0 | 0 | 50560 | 0 | 0 | 0 | 0 | 0 | 0
843 | Lower No 2 | City of Idaho Falls - (ID) | ID | 100% | FALSE | 11644 | 0 | 0 | 0 | 0 | 0 | 11644 | 0 | 0 | 0 | 0 | 0 | 0
844 | Upper Power Plant | City of Idaho Falls - (ID) | ID | 100% | FALSE | 53911 | 0 | 0 | 0 | 0 | 0 | 53911 | 0 | 0 | 0 | 0 | 0 | 0
846 | Combie South | Nevada Irrigation District | CA | 100% | FALSE | 8456 | 0 | 0 | 0 | 0 | 0 | 8456 | 0 | 0 | 0 | 0 | 0 | 0
850 | Palisades Dam | US Bureau of Reclamation | ID | 100% | TRUE | 688052 | 0 | 0 | 0 | 0 | 0 | 688052 | 0 | 0 | 0 | 0 | 0 | 0
851 | Albeni Falls | US Corps of Engineers | ID | 100% | TRUE | 154187 | 0 | 0 | 0 | 0 | 0 | 154187 | 0 | 0 | 0 | 0 | 0 | 0
856 | E D Edwards | Dynegy | IL | 100% | TRUE | 3104708.998 | 3104708.998 | 3099152.5 | 0 | 5556.498 | 0 | 0 | 0 | 0 | 3380735.4877 | 6391.573 | 2105.792 | 21.6
861 | Coffeen | Dynegy | IL | 100% | TRUE | 5566718.026 | 5566718.026 | 5563567.3 | 0 | 3150.726 | 0 | 0 | 0 | 0 | 6676870.1995 | 47.834 | 2481.375 | 30.2
862 | Grand Tower Energy Center LLC | Rockland Capital | IL | 100% | FALSE | 356251 | 356251 | 0 | 356251 | 0 | 0 | 0 | 0 | 0 | 164932.64 | 0.832 | 97.813 | 0
869 | Dresden Generating Station | Exelon | IL | 100% | TRUE | 15444882 | 0 | 0 | 0 | 0 | 15444882 | 0 | 0 | 0 | 0 | 0 | 0 | 0
874 | Joliet 9 | NRG | IL | 100% | TRUE | 43712 | 43712 | 0 | 43712 | 0 | 0 | 0 | 0 | 0 | 33992.325 | 1.691 | 24.977 | 0
876 | Kincaid Generation LLC | Dynegy | IL | 100% | TRUE | 4671234.029 | 4671234.029 | 4666727.6 | 4506.429 | 0 | 0 | 0 | 0 | 0 | 5403094.8691 | 2365.186 | 1597.401 | 33.4
879 | Powerton | NRG | IL | 100% | TRUE | 4913799.995 | 4913799.995 | 4909674.1 | 4125.895 | 0 | 0 | 0 | 0 | 0 | 6272347.9036 | 4194.906 | 3332.709 | 26.5
883 | Waukegan | NRG | IL | 100% | TRUE | 1839506.029 | 1839506.029 | 1816810.7 | 22035.329 | 660 | 0 | 0 | 0 | 0 | 2137175.456 | 1705.695 | 1105.337 | 10.7
884 | Will County | NRG | IL | 100% | TRUE | 427184.003 | 427184.003 | 423824.8 | 0 | 3359.203 | 0 | 0 | 0 | 0 | 457301.9688 | 424.517 | 203.864 | 2.1
886 | Fisk Street | NRG | IL | 100% | TRUE | 5080 | 5080 | 0 | 0 | 5080 | 0 | 0 | 0 | 0 | 6816.4867 | 25.326 | 60.776 | 0
889 | Baldwin Energy Complex | Dynegy | IL | 100% | TRUE | 7874339.001 | 7874339.001 | 7866932.7 | 0 | 7406.301 | 0 | 0 | 0 | 0 | 8444433.9499 | 3121.977 | 3231.258 | 1.1
891 | Havana | Dynegy | IL | 100% | TRUE | 2525569.014 | 2525569.014 | 2520248.6 | 0 | 5320.414 | 0 | 0 | 0 | 0 | 3119032.8132 | 1089.804 | 1240.237 | 1.6
892 | Hennepin Power Station | Dynegy | IL | 100% | TRUE | 1666408.989 | 1666408.989 | 1659179.8 | 7229.189 | 0 | 0 | 0 | 0 | 0 | 1958870.5785 | 4618.644 | 1357.728 | 9.7
899 | Moline | Berkshire Hathaway Energy | IL | 100% | TRUE | 9007 | 0 | 0 | 0 | 0 | 0 | 9007 | 0 | 0 | 742.5964 | 0 | 0 | 0
902 | Bottle Rock Power | AltaRock Energy | CA | 100% | FALSE | 0 | 0 | 0 | 0 | 0 | 0 | 0 | 0 | 0 | 0 | 0 | 0 | 0
903 | Rockton | Midwest Hydro LLC | IL | 100% | FALSE | 5850 | 0 | 0 | 0 | 0 | 0 | 5850 | 0 | 0 | 0 | 0 | 0 | 0
905 | Alamo | California Dept. of Water Resources | CA | 100% | FALSE | 104372 | 0 | 0 | 0 | 0 | 0 | 104372 | 0 | 0 | 0 | 0 | 0 | 0
913 | Venice | Ameren | IL | 100% | TRUE | 64039 | 64039 | 0 | 64039 | 0 | 0 | 0 | 0 | 0 | 37484.853 | 0.189 | 16.091 | 0
925 | Hydro Plant No 3 | City of Ephraim - (UT) | UT | 100% | FALSE | 2125 | 0 | 0 | 0 | 0 | 0 | 2125 | 0 | 0 | 0 | 0 | 0 | 0
934 | Breese | City of Breese - (IL) | IL | 100% | FALSE | 317 | 317 | 0 | 0 | 317 | 0 | 0 | 0 | 0 | 303.6742 | 0 | 0 | 0
935 | Bushnell | City of Bushnell - (IL) | IL | 100% | FALSE | 158 | 158 | 0 | 0 | 158 | 0 | 0 | 0 | 0 | 134.2688 | 0 | 0 | 0
936 | Carlyle | City of Carlyle - (IL) | IL | 100% | FALSE | 287 | 287 | 0 | 0 | 287 | 0 | 0 | 0 | 0 | 241.9611 | 0 | 0 | 0
937 | Carmi | City of Carmi - (IL) | IL | 100% | FALSE | 227 | 227 | 0 | 0 | 227 | 0 | 0 | 0 | 0 | 197.6939 | 0 | 0 | 0
940 | Fairfield | City of Fairfield- (IL) | IL | 100% | FALSE | 94 | 94 | 0 | 0 | 94 | 0 | 0 | 0 | 0 | 83.3168 | 0 | 0 | 0
941 | Farmer City | City of Farmer City - (IL) | IL | 100% | FALSE | 63 | 63 | 0 | 0 | 63 | 0 | 0 | 0 | 0 | 51.1151 | 0 | 0 | 0
943 | Freeburg | Village of Freeburg - (IL) | IL | 100% | FALSE | 137 | 137 | 0 | 0 | 137 | 0 | 0 | 0 | 0 | 113.5619 | 0 | 0 | 0
944 | Geneseo | City of Geneseo - (IL) | IL | 100% | FALSE | 7934.25 | 0 | 0 | 0 | 0 | 0 | 0 | 0 | 7934.25 | 94.0455 | 0 | 0 | 0
946 | Highland | City of Highland | IL | 100% | FALSE | 267 | 267 | 0 | 0 | 267 | 0 | 0 | 0 | 0 | 217.5856 | 0 | 0 | 0
948 | McLeansboro | City of McLeansboro - (IL) | IL | 100% | FALSE | 16 | 16 | 0 | 0 | 16 | 0 | 0 | 0 | 0 | 11.4948 | 0 | 0 | 0
949 | Marshall (IL) | City of Marshall - (IL) | IL | 100% | FALSE | 149 | 149 | 0 | 0 | 149 | 0 | 0 | 0 | 0 | 205.9278 | 0 | 0 | 0
955 | Peru (IL) | City of Peru - (IL) | IL | 100% | FALSE | 29214 | 354 | 0 | 0 | 354 | 0 | 28860 | 0 | 0 | 395.4246 | 0 | 0 | 0
956 | C H Corn Hydroelectric Facility | City of Tallahassee - (FL) | FL | 100% | FALSE | 13241 | 0 | 0 | 0 | 0 | 0 | 13241 | 0 | 0 | 0 | 0 | 0 | 0
957 | Princeton (IL) | City of Princeton - (IL) | IL | 100% | FALSE | 1339 | 1339 | 0 | 777.81 | 561.19 | 0 | 0 | 0 | 0 | 898.0428 | 0 | 0 | 0
958 | Rantoul | Village of Rantoul - (IL) | IL | 100% | FALSE | 289 | 289 | 0 | 0 | 289 | 0 | 0 | 0 | 0 | 250.1949 | 0 | 0 | 0
959 | Red Bud | City of Red Bud - (IL) | IL | 100% | FALSE | 263 | 263 | 0 | 0 | 263 | 0 | 0 | 0 | 0 | 217.178 | 0 | 0 | 0
960 | North Ninth Street | Rochelle Municipal Utilities | IL | 100% | FALSE | 1652 | 1237 | 0 | 1013.02 | 223.98 | 0 | 0 | 0 | 415 | 859.5533 | 0 | 0 | 0
961 | South Main Street | Rochelle Municipal Utilities | IL | 100% | FALSE | 79 | 79 | 0 | 17.82 | 61.18 | 0 | 0 | 0 | 0 | 1070.4474 | 0 | 0 | 0
963 | Dallman | City of Springfield - (IL) | IL | 100% | FALSE | 2388185 | 2388185 | 2374750.1 | 13434.9 | 0 | 0 | 0 | 0 | 0 | 2779694.4535 | 1590.382 | 1015.259 | 16.4
964 | Lakeside | City of Springfield - (IL) | IL | 100% | FALSE | 16 | 16 | 0 | 0 | 16 | 0 | 0 | 0 | 0 | 15.1633 | 0 | 0 | 0
965 | Reynolds | City of Springfield - (IL) | IL | 100% | FALSE | 284 | 284 | 0 | 0 | 284 | 0 | 0 | 0 | 0 | 389.5182 | 0 | 0 | 0
969 | Sullivan (IL) | City of Sullivan - (IL) | IL | 100% | FALSE | 317 | 317 | 0 | 0 | 317 | 0 | 0 | 0 | 0 | 247.2601 | 0 | 0 | 0
971 | Waterloo | City of Waterloo - (IL) | IL | 100% | FALSE | 630 | 630 | 0 | 416 | 214 | 0 | 0 | 0 | 0 | 437.307 | 0 | 0 | 0
972 | Winnetka | Village of Winnetka - (IL) | IL | 100% | FALSE | 5449 | 5449 | 0 | 5232 | 217 | 0 | 0 | 0 | 0 | 6326.4114 | 0 | 0 | 0
976 | Marion | Southern Illinois Power Coop | IL | 100% | FALSE | 1636123.035 | 1636123.035 | 1627338 | 7629 | 1156.035 | 0 | 0 | 0 | 0 | 1926895.8099 | 3830.953 | 903.005 | 13
983 | Clifty Creek | AEP | IN | 43.47% | TRUE | 2624559.9132 | 2624559.9132 | 2621313.508 | 0 | 3246.4052 | 0 | 0 | 0 | 0 | 2898104.5715 | 2112.6481 | 2504.8423 | 28.1642
983 | Clifty Creek | Buckeye Power | IN | 18% | TRUE | 1086774.2912 | 1086774.2912 | 1085430.024 | 0 | 1344.2672 | 0 | 0 | 0 | 0 | 1200043.3008 | 874.8025 | 1037.2018 | 11.6622
983 | Clifty Creek | Duke | IN | 9% | TRUE | 543387.1456 | 543387.1456 | 542715.012 | 0 | 672.1336 | 0 | 0 | 0 | 0 | 600021.6504 | 437.4013 | 518.6009 | 5.8311
983 | Clifty Creek | FirstEnergy | IN | 8.35% | TRUE | 504142.5184 | 504142.5184 | 503518.9278 | 0 | 623.5906 | 0 | 0 | 0 | 0 | 556686.7534 | 405.8112 | 481.1464 | 5.41
983 | Clifty Creek | AES | IN | 4.9% | TRUE | 295844.1126 | 295844.1126 | 295478.1732 | 0 | 365.9394 | 0 | 0 | 0 | 0 | 326678.4541 | 238.1407 | 282.3494 | 3.1747
983 | Clifty Creek | PPL | IN | 8.13% | TRUE | 490859.7215 | 490859.7215 | 490252.5608 | 0 | 607.1607 | 0 | 0 | 0 | 0 | 542019.5575 | 395.1191 | 468.4695 | 5.2674
983 | Clifty Creek | Wolverine Power Supply Coop | IN | 6.65% | FALSE | 401502.7242 | 401502.7242 | 401006.0922 | 0 | 496.632 | 0 | 0 | 0 | 0 | 443349.3306 | 323.1909 | 383.1884 | 4.3085
983 | Clifty Creek | Vectren | IN | 1.5% | FALSE | 90564.5243 | 90564.5243 | 90452.502 | 0 | 112.0223 | 0 | 0 | 0 | 0 | 100003.6084 | 72.9002 | 86.4335 | 0.97185
986 | Elkhart | AEP | IN | 100% | TRUE | 17008 | 0 | 0 | 0 | 0 | 0 | 17008 | 0 | 0 | 0 | 0 | 0 | 0
987 | Last Chance | Berkshire Hathaway Energy | ID | 100% | TRUE | 3725 | 0 | 0 | 0 | 0 | 0 | 3725 | 0 | 0 | 0 | 0 | 0 | 0
989 | Twin Branch | AEP | IN | 100% | TRUE | 25511 | 0 | 0 | 0 | 0 | 0 | 25511 | 0 | 0 | 0 | 0 | 0 | 0
990 | Harding Street | AES | IN | 70% | TRUE | 841908.8972 | 841908.8972 | 0 | 840131.369 | 1777.5282 | 0 | 0 | 0 | 0 | 560174.0622 | 3.0072 | 310.5354 | 0
990 | Harding Street | CDPQ | IN | 30% | FALSE | 360818.0988 | 360818.0988 | 0 | 360056.301 | 761.7978 | 0 | 0 | 0 | 0 | 240074.5981 | 1.2888 | 133.0866 | 0
992 | CC Perry K | Citizens Thermal Energy | IN | 100% | FALSE | 20604.274 | 20604.274 | 0 | 20603.962 | 0.312 | 0 | 0 | 0 | 0 | 5372.421 | 0 | 330.651 | 0
994 | AES Petersburg | AES | IN | 70% | TRUE | 6539108.0678 | 6539108.0678 | 6525636.6 | 0 | 13471.4678 | 0 | 0 | 0 | 0 | 7252247.8635 | 5576.8146 | 5860.9586 | 38.766
994 | AES Petersburg | CDPQ | IN | 30% | FALSE | 2802474.8862 | 2802474.8862 | 2796701.4 | 0 | 5773.4862 | 0 | 0 | 0 | 0 | 3108106.2272 | 2390.0634 | 2511.8394 | 16.614
995 | Bailly | NiSource | IN | 100% | TRUE | 1545642.036 | 1545642.036 | 1504204.8 | 41437.236 | 0 | 0 | 0 | 0 | 0 | 1802467.058 | 545.086 | 1168.445 | 6
997 | Michigan City | NiSource | IN | 100% | TRUE | 1280833.001 | 1280833.001 | 1272592.94 | 8240.061 | 0 | 0 | 0 | 0 | 0 | 1481882.6868 | 601.351 | 621.444 | 6
998 | Norway (IN) | NiSource | IN | 100% | TRUE | 26789 | 0 | 0 | 0 | 0 | 0 | 26789 | 0 | 0 | 0 | 0 | 0 | 0
999 | Oakdale | NiSource | IN | 100% | TRUE | 32444 | 0 | 0 | 0 | 0 | 0 | 32444 | 0 | 0 | 0 | 0 | 0 | 0
1001 | Cayuga | Duke | IN | 100% | TRUE | 5734796.032 | 5734796.032 | 5729754.6 | 0 | 5041.432 | 0 | 0 | 0 | 0 | 5902091.2961 | 1914.184 | 7061.295 | 20
1002 | Connersville | Duke | IN | 100% | TRUE | 0 | 0 | 0 | 0 | 0 | 0 | 0 | 0 | 0 | 0 | 0.841 | 2.017 | 0
1004 | Edwardsport | Duke | IN | 100% | TRUE | 3969292.02 | 3969292.02 | 3255156.7 | 714135.32 | 0 | 0 | 0 | 0 | 0 | 3618445.9299 | 184.545 | 838.123 | 4.5
1005 | Markland | Duke | IN | 100% | TRUE | 204328 | 0 | 0 | 0 | 0 | 0 | 204328 | 0 | 0 | 0 | 0 | 0 | 0
1006 | Miami Wabash | Duke | IN | 100% | TRUE | 44 | 44 | 0 | 0 | 44 | 0 | 0 | 0 | 0 | 104.1052 | 0 | 0 | 0
1007 | Noblesville | Duke | IN | 100% | TRUE | 564576 | 564576 | 0 | 564576 | 0 | 0 | 0 | 0 | 0 | 270558.333 | 1.366 | 32.191 | 0
1008 | R Gallagher | Duke | IN | 100% | TRUE | 194215.002 | 194215.002 | 188430.76 | 0 | 5784.242 | 0 | 0 | 0 | 0 | 274055.2327 | 857.926 | 392.986 | 0.1
1011 | Broadway (IN) | Vectren | IN | 100% | FALSE | 3816 | 3816 | 0 | 3816 | 0 | 0 | 0 | 0 | 0 | 3041.6879 | 0.016 | 6.615 | 0
1012 | F B Culley | Vectren | IN | 100% | FALSE | 1843436.041 | 1843436.041 | 1809081.4 | 34354.641 | 0 | 0 | 0 | 0 | 0 | 2021292.2424 | 1858.28 | 1339.938 | 14.2136
1013 | Northeast (IN) | Vectren | IN | 100% | FALSE | 357 | 357 | 0 | 357 | 0 | 0 | 0 | 0 | 0 | 413.086 | 0 | 0 | 0
1016 | Butler-Warner Generation Plant | Fayetteville Public Works Commission | NC | 100% | FALSE | 10296 | 10296 | 0 | 8352.752 | 1943.248 | 0 | 0 | 0 | 0 | 11321.7216 | 7.788 | 31.799 | 0
1020 | Manti Lower | City of Manti - (UT) | UT | 100% | FALSE | 2012 | 0 | 0 | 0 | 0 | 0 | 2012 | 0 | 0 | 0 | 0 | 0 | 0
1024 | Crawfordsville Power Plant | Crawfordsville Energy LLC | IN | 100% | FALSE | 0 | 0 | 0 | 0 | 0 | 0 | 0 | 0 | 0 | 0 | 0 | 0 | 0
1037 | Peru (IN) | City of Peru - (IN) | IN | 100% | FALSE | 20 | 20 | 0 | 0 | 20 | 0 | 0 | 0 | 0 | 14.185 | 0 | 0 | 0
1038 | Rensselaer City Light Plant | City of Rensselaer - (IN) | IN | 100% | FALSE | 4556 | 4556 | 0 | 4454.554 | 101.446 | 0 | 0 | 0 | 0 | 3145.6094 | 0 | 0 | 0
1040 | Whitewater Valley | City of Richmond - (IN) | IN | 100% | FALSE | 36667 | 36667 | 36176.327 | 0 | 490.673 | 0 | 0 | 0 | 0 | 50398.4762 | 836.998 | 89.561 | 0.2473
1047 | Lansing | Alliant Energy | IA | 100% | TRUE | 974846.996 | 974846.996 | 970534.84 | 0 | 4312.156 | 0 | 0 | 0 | 0 | 1263917.574 | 312.816 | 250.623 | 7.51
1048 | Milton L Kapp | Alliant Energy | IA | 100% | TRUE | 20518 | 20518 | 0 | 20518 | 0 | 0 | 0 | 0 | 0 | 21861.259 | 0.172 | 20.902 | 0
1067 | Iowa Hydro LLC | Renewable World Energies LLC | IA | 100% | FALSE | 7032 | 0 | 0 | 0 | 0 | 0 | 7032 | 0 | 0 | 0 | 0 | 0 | 0
1068 | Marshalltown | Alliant Energy | IA | 100% | TRUE | 17911 | 17911 | 0 | 17911 | 0 | 0 | 0 | 0 | 0 | 12331.0394 | 0.066 | 28.821 | 0
1073 | Prairie Creek | Alliant Energy | IA | 100% | TRUE | 322319.004 | 322319.004 | 315931.09 | 6387.914 | 0 | 0 | 0 | 0 | 0 | 241528.1872 | 1307.452 | 952.919 | 3.68
1079 | Coralville GT | Berkshire Hathaway Energy | IA | 100% | TRUE | 715 | 715 | 0 | 715 | 0 | 0 | 0 | 0 | 0 | 1662.9227 | 0 | 0 | 0
1081 | Riverside | Berkshire Hathaway Energy | IA | 100% | TRUE | 1766 | 1766 | 0 | 1766 | 0 | 0 | 0 | 0 | 0 | 4626.803 | 0.023 | 6.1 | 0
1084 | River Hills | Berkshire Hathaway Energy | IA | 100% | TRUE | 0 | 0 | 0 | 0 | 0 | 0 | 0 | 0 | 0 | 476.0308 | 0 | 0 | 0
1097 | Merl Parr | Berkshire Hathaway Energy | IA | 100% | TRUE | 162 | 162 | 0 | 162 | 0 | 0 | 0 | 0 | 0 | 460.4261 | 0 | 0 | 0
1104 | Burlington (IA) | Alliant Energy | IA | 100% | TRUE | 1091577.021 | 1091577.021 | 1089632.8 | 1944.221 | 0 | 0 | 0 | 0 | 0 | 1239748.0253 | 3058.939 | 889.842 | 7.92
1109 | Keokuk | Ameren | IA | 100% | TRUE | 1017208 | 0 | 0 | 0 | 0 | 0 | 1017208 | 0 | 0 | 0 | 0 | 0 | 0
1120 | Algona | City of Algona - (IA) | IA | 100% | FALSE | 30472 | 30472 | 0 | 9272.013 | 21199.987 | 0 | 0 | 0 | 0 | 28.4648 | 0 | 0 | 0
1121 | Alta Municipal Utilities | City of Alta - (IA) | IA | 100% | FALSE | 0 | 0 | 0 | 0 | 0 | 0 | 0 | 0 | 0 | 0 | 0 | 0 | 0
1122 | Ames Electric Services Power Plant | City of Ames - (IA) | IA | 100% | FALSE | 281603.996 | 260960.79 | 0 | 260960.79 | 0 | 0 | 0 | 20643.206 | 0 | 232475.4 | 13.755 | 235.992 | 0
1123 | Anita | City of Anita - (IA) | IA | 100% | FALSE | 21 | 21 | 0 | 0 | 21 | 0 | 0 | 0 | 0 | 18.5873 | 0 | 0 | 0
1124 | Atlantic | Atlantic Municipal Utilities | IA | 100% | FALSE | 151 | 151 | 0 | 146.714 | 4.286 | 0 | 0 | 0 | 0 | 122.0143 | 0 | 0 | 0
1125 | Bancroft | Bancroft Municipal Utilities | IA | 100% | FALSE | 23 | 23 | 0 | 0 | 23 | 0 | 0 | 0 | 0 | 16.4677 | 0 | 0 | 0
1126 | Bellevue | City of Bellevue - (IA) | IA | 100% | FALSE | 22 | 22 | 0 | 0 | 22 | 0 | 0 | 0 | 0 | 8.4784 | 0 | 0 | 0
1127 | Bloomfield | City of Bloomfield - (IA) | IA | 100% | FALSE | 71 | 71 | 0 | 27.075 | 43.925 | 0 | 0 | 0 | 0 | 70.7369 | 0 | 0 | 0
1128 | Brooklyn | City of Brooklyn - (IA) | IA | 100% | FALSE | 9 | 9 | 0 | 0 | 9 | 0 | 0 | 0 | 0 | 7.3371 | 0 | 0 | 0
1129 | Cascade | Cascade Municipal Utilities | IA | 100% | FALSE | 66 | 66 | 0 | 11.531 | 54.469 | 0 | 0 | 0 | 0 | 52.2234 | 0 | 0 | 0
1130 | Gas Turbine (IA) | Cedar Falls Utilities | IA | 100% | FALSE | 0 | 0 | 0 | 0 | 0 | 0 | 0 | 0 | 0 | 853.0566 | 0 | 0 | 0
1131 | Streeter Station | Cedar Falls Utilities | IA | 100% | FALSE | 2476 | 2476 | 688.776 | 1787.224 | 0 | 0 | 0 | 0 | 0 | 4989.6221 | 0.109 | 2.547 | 0
1132 | Coggon | City of Coggon - (IA) | IA | 100% | FALSE | 18 | 18 | 0 | 0 | 18 | 0 | 0 | 0 | 0 | 15.0003 | 0 | 0 | 0
1134 | Corning | City of Corning - (IA) | IA | 100% | FALSE | 2 | 2 | 0 | 0 | 2 | 0 | 0 | 0 | 0 | 2.8533 | 0 | 0 | 0
1135 | Dayton (IA) | City of Dayton - (IA) | IA | 100% | FALSE | 36 | 36 | 0 | 0 | 36 | 0 | 0 | 0 | 0 | 25.4353 | 0 | 0 | 0
1137 | Estherville | City of Estherville - (IA) | IA | 100% | FALSE | 19 | 19 | 0 | 0 | 19 | 0 | 0 | 0 | 0 | 12.2285 | 0 | 0 | 0
1138 | Forest City Light Plant | City of Forest City- (IA) | IA | 100% | FALSE | 214 | 214 | 0 | 0 | 214 | 0 | 0 | 0 | 0 | 188.9709 | 0 | 0 | 0
1141 | Gowrie | Gowrie Municipal Utilities | IA | 100% | FALSE | 3 | 3 | 0 | 0 | 3 | 0 | 0 | 0 | 0 | 1.875 | 0 | 0 | 0
1142 | Graettinger | City of Graettinger - (IA) | IA | 100% | FALSE | 16 | 16 | 0 | 0 | 16 | 0 | 0 | 0 | 0 | 12.7176 | 0 | 0 | 0
1143 | Grand Junction | City of Grand Junction - (IA) | IA | 100% | FALSE | 1 | 1 | 0 | 0 | 1 | 0 | 0 | 0 | 0 | 1.3859 | 0 | 0 | 0
1144 | Greenfield | City of Greenfield - (IA) | IA | 100% | FALSE | 27 | 27 | 0 | 0 | 27 | 0 | 0 | 0 | 0 | 24.9461 | 0 | 0 | 0
1145 | Grundy Center City Light Plant | Grundy Center Mun Light & Power | IA | 100% | FALSE | 31 | 31 | 0 | 17.766 | 13.234 | 0 | 0 | 0 | 0 | 28.0241 | 0 | 0 | 0
1146 | Harlan | Harlan Municipal Utilities - (IA) | IA | 100% | FALSE | 0 | 0 | 0 | 0 | 0 | 0 | 0 | 0 | 0 | 0 | 0 | 0 | 0
1150 | Indianola | Indianola Municipal Utilities | IA | 100% | FALSE | 0 | 0 | 0 | 0 | 0 | 0 | 0 | 0 | 0 | 276.69 | 0 | 0 | 0
1153 | Lake Park | City of Lake Park - (IA) | IA | 100% | FALSE | 33 | 33 | 0 | 0 | 33 | 0 | 0 | 0 | 0 | 27.7994 | 0 | 0 | 0
1154 | Lake Mills | City of Lake Mills | IA | 100% | FALSE | 122 | 122 | 0 | 4.098 | 117.902 | 0 | 0 | 0 | 0 | 93.7484 | 0 | 0 | 0
1155 | Lamoni Municipal Utilities | City of Lamoni - (IA) | IA | 100% | FALSE | 60 | 60 | 0 | 4.732 | 55.268 | 0 | 0 | 0 | 0 | 59.7931 | 0 | 0 | 0
1156 | La Porte | La Porte City Utilities | IA | 100% | FALSE | 92 | 92 | 0 | 0 | 92 | 0 | 0 | 0 | 0 | 78.5884 | 0 | 0 | 0
1157 | Laurens | City of Laurens - (IA) | IA | 100% | FALSE | 42 | 42 | 0 | 0 | 42 | 0 | 0 | 0 | 0 | 36.1963 | 0 | 0 | 0
1158 | Lenox | City of Lenox - (IA) | IA | 100% | FALSE | 25 | 25 | 0 | 0 | 25 | 0 | 0 | 0 | 0 | 28.3701 | 0 | 0 | 0
1160 | Manning | City of Manning | IA | 100% | FALSE | 0 | 0 | 0 | 0 | 0 | 0 | 0 | 0 | 0 | 33.5061 | 0 | 0 | 0
1162 | Maquoketa 1 | City of Maquoketa - (IA) | IA | 100% | FALSE | 0 | 0 | 0 | 0 | 0 | 0 | 0 | 0 | 0 | 82.9509 | 0 | 0 | 0
1163 | McGregor | City of McGregor- (IA) | IA | 100% | FALSE | 13 | 13 | 0 | 0 | 13 | 0 | 0 | 0 | 0 | 15.1633 | 0 | 0 | 0
1164 | Milford | City of Milford - (IA) | IA | 100% | FALSE | 15 | 15 | 0 | 0 | 15 | 0 | 0 | 0 | 0 | 13.5329 | 0 | 0 | 0
1165 | Montezuma | City of Montezuma - (IA) | IA | 100% | FALSE | 403 | 403 | 0 | 225.761 | 177.239 | 0 | 0 | 0 | 0 | 321.4364 | 0 | 0 | 0
1166 | Mt Pleasant | City of Mt Pleasant - (IA) | IA | 100% | FALSE | 294 | 294 | 0 | 0 | 294 | 0 | 0 | 0 | 0 | 226.7977 | 0 | 0 | 0
1167 | Muscatine Plant #1 | Board of Water Electric & Communications | IA | 100% | FALSE | 797476.999 | 797476.999 | 794617.62 | 2395.822 | 463.557 | 0 | 0 | 0 | 0 | 467821.432 | 1061.46 | 1961.485 | 0.19
1168 | New Hampton | City of New Hampton - (IA) | IA | 100% | FALSE | 218 | 218 | 0 | 132.285 | 85.715 | 0 | 0 | 0 | 0 | 155.5656 | 0 | 0 | 0
1169 | Ogden | City of Ogden - (IA) | IA | 100% | FALSE | 0 | 0 | 0 | 0 | 0 | 0 | 0 | 0 | 0 | 27.7994 | 0 | 0 | 0
1172 | Osage (IA) | City of Osage - (IA) | IA | 100% | FALSE | 4769 | 0 | 0 | 0 | 0 | 0 | 0 | 0 | 4769 | 79.1783 | 0 | 0 | 0
1173 | Ottumwa City of | Ottumwa City of | IA | 100% | FALSE | 9700 | 0 | 0 | 0 | 0 | 0 | 9700 | 0 | 0 | 0 | 0 | 0 | 0
1176 | Preston (IA) | City of Preston | IA | 100% | FALSE | 0 | 0 | 0 | 0 | 0 | 0 | 0 | 0 | 0 | 0 | 0 | 0 | 0
1177 | Primghar | City of Primghar - (IA) | IA | 100% | FALSE | 0 | 0 | 0 | 0 | 0 | 0 | 0 | 0 | 0 | 0 | 0 | 0 | 0
1180 | Rockford | City of Rockford- (IA) | IA | 100% | FALSE | 1 | 1 | 0 | 0 | 1 | 0 | 0 | 0 | 0 | 0.97828 | 0 | 0 | 0
1181 | Rock Rapids | Rock Rapids Municipal Utility | IA | 100% | FALSE | 14 | 14 | 0 | 0 | 14 | 0 | 0 | 0 | 0 | 12.3915 | 0 | 0 | 0
1184 | Sibley One | City of Sibley - (IA) | IA | 100% | FALSE | 76.44 | 76.44 | 0 | 0.434 | 76.006 | 0 | 0 | 0 | 0 | 43.0566 | 0 | 0 | 0
1186 | Spencer Gas Turbine | City of Spencer - (IA) | IA | 100% | FALSE | 51 | 51 | 0 | 0 | 51 | 0 | 0 | 0 | 0 | 49.6955 | 0 | 0 | 0
1187 | State Center | City of State Center - (IA) | IA | 100% | FALSE | 90 | 90 | 0 | 7.653 | 82.347 | 0 | 0 | 0 | 0 | 45.3374 | 0 | 0 | 0
1188 | Story City | City of Story City - (IA) | IA | 100% | FALSE | 102 | 102 | 0 | 8.095 | 93.905 | 0 | 0 | 0 | 0 | 77.382 | 0 | 0 | 0
1190 | Stuart (IA) | City of Stuart - (IA) | IA | 100% | FALSE | 9 | 9 | 0 | 0 | 9 | 0 | 0 | 0 | 0 | 10.0274 | 0 | 0 | 0
1191 | Sumner | City of Sumner - (IA) | IA | 100% | FALSE | 35 | 35 | 0 | 0 | 35 | 0 | 0 | 0 | 0 | 38.479 | 0 | 0 | 0
1192 | Traer Main | City of Traer - (IA) | IA | 100% | FALSE | 0 | 0 | 0 | 0 | 0 | 0 | 0 | 0 | 0 | 7.5657 | 0 | 0 | 0
1193 | Villisca Municipal Power Plant | City of Villisca - (IA) | IA | 100% | FALSE | 15 | 15 | 0 | 0 | 15 | 0 | 0 | 0 | 0 | 12.0654 | 0 | 0 | 0
1194 | Vinton | City of Vinton - (IA) | IA | 100% | FALSE | 0 | 0 | 0 | 0 | 0 | 0 | 0 | 0 | 0 | 620.0472 | 0 | 0 | 0
1198 | Webster City | City of Webster City - (IA) | IA | 100% | FALSE | 68 | 68 | 0 | 0 | 68 | 0 | 0 | 0 | 0 | 75.8166 | 0 | 0 | 0
1199 | West Bend | City of West Bend | IA | 100% | FALSE | 16 | 16 | 0 | 0 | 16 | 0 | 0 | 0 | 0 | 22.1743 | 0 | 0 | 0
1200 | West Liberty | City of West Liberty - (IA) | IA | 100% | FALSE | 61 | 61 | 0 | 0 | 61 | 0 | 0 | 0 | 0 | 65.5447 | 0 | 0 | 0
1201 | Whittemore | City of Whittemore - (IA) | IA | 100% | FALSE | 0 | 0 | 0 | 0 | 0 | 0 | 0 | 0 | 0 | 0 | 0 | 0 | 0
1202 | Wilton | City of Wilton | IA | 100% | FALSE | 49 | 49 | 0 | 0 | 49 | 0 | 0 | 0 | 0 | 43.778 | 0 | 0 | 0
1203 | Winterset | City of Winterset - (IA) | IA | 100% | FALSE | 103 | 103 | 0 | 66.849 | 36.151 | 0 | 0 | 0 | 0 | 109.2824 | 0 | 0 | 0
1206 | Summit Lake | Central Iowa Power Cooperative | IA | 100% | FALSE | 8706 | 8706 | 0 | 8706 | 0 | 0 | 0 | 0 | 0 | 6393.3073 | 0.034 | 23.112 | 0
1217 | Earl F Wisdom | Corn Belt Power Coop | IA | 65.74% | FALSE | 5953.6927 | 5953.6927 | 0 | 5912.6539 | 41.0388 | 0 | 0 | 0 | 0 | 5784.7309 | 0.030899 | 2.3161 | 0
1224 | Bird City | Midwest Energy Inc | KS | 100% | FALSE | 0 | 0 | 0 | 0 | 0 | 0 | 0 | 0 | 0 | 19.9732 | 0 | 0 | 0
1225 | Colby | Midwest Energy Inc | KS | 100% | FALSE | 0 | 0 | 0 | 0 | 0 | 0 | 0 | 0 | 0 | 127.0584 | 0 | 0 | 0
1239 | Riverton | Algonquin Power | KS | 100% | FALSE | 1021051 | 1021051 | 0 | 1021051 | 0 | 0 | 0 | 0 | 0 | 448963.6357 | 2.384 | 153.47 | 0
1240 | Gordon Evans Energy Center | Westar | KS | 100% | TRUE | 377130.996 | 377130.996 | 0 | 376877.74 | 253.256 | 0 | 0 | 0 | 0 | 278890.6721 | 1.45 | 451.15 | 0
1242 | Murray Gill | Westar | KS | 100% | TRUE | 56786 | 56786 | 0 | 56786 | 0 | 0 | 0 | 0 | 0 | 58725.39 | 0.289 | 111.015 | 0
1248 | Hutchinson Energy Center | Westar | KS | 100% | TRUE | 2891 | 2891 | 0 | 2791.24 | 99.76 | 0 | 0 | 0 | 0 | 7334.5245 | 1.102 | 35.176 | 0
1250 | Lawrence Energy Center | Westar | KS | 100% | TRUE | 2477673.039 | 2477673.039 | 2464155.3 | 13517.739 | 0 | 0 | 0 | 0 | 0 | 2977685.3156 | 295.113 | 1855.769 | 9.2
1252 | Tecumseh Energy Center | Westar | KS | 100% | TRUE | 289054.001 | 289054.001 | 283912.94 | 5141.061 | 0 | 0 | 0 | 0 | 0 | 358633.4919 | 1141.588 | 242.546 | 3.1
1258 | Anthony | City of Anthony - (KS) | KS | 100% | FALSE | 2091 | 2091 | 0 | 1862.075 | 228.925 | 0 | 0 | 0 | 0 | 1301.1416 | 0 | 0 | 0
1259 | Ashland | City of Ashland - (KS) | KS | 100% | FALSE | 96 | 96 | 0 | 0 | 96 | 0 | 0 | 0 | 0 | 83.1537 | 0 | 0 | 0
1261 | Augusta Electric Plant No 1 | City of Augusta - (KS) | KS | 100% | FALSE | 0 | 0 | 0 | 0 | 0 | 0 | 0 | 0 | 0 | 5.8697 | 0 | 0 | 0
1262 | Baldwin City Plant No 1 | City of Baldwin City- (KS) | KS | 100% | FALSE | 62 | 62 | 0 | 36.281 | 25.719 | 0 | 0 | 0 | 0 | 49.622 | 0 | 0 | 0
1263 | Belleville | City of Belleville - (KS) | KS | 100% | FALSE | 177 | 177 | 0 | 133.593 | 43.407 | 0 | 0 | 0 | 0 | 92.3177 | 0 | 0 | 0
1264 | Beloit | City of Beloit - (KS) | KS | 100% | FALSE | 166 | 166 | 0 | 138.498 | 27.502 | 0 | 0 | 0 | 0 | 76.6641 | 0 | 0 | 0
1265 | Burlingame | City of Burlingame - (KS) | KS | 100% | FALSE | 49 | 49 | 0 | 21.056 | 27.944 | 0 | 0 | 0 | 0 | 28.1737 | 0 | 0 | 0
1266 | Burlington (KS) | City of Burlington - (KS) | KS | 100% | FALSE | 59.78 | 59.78 | 0 | 0.128 | 59.652 | 0 | 0 | 0 | 0 | 41.8799 | 0 | 0 | 0
1268 | Chanute 2 | City of Chanute | KS | 100% | FALSE | 26816 | 26816 | 0 | 26810.642 | 5.358 | 0 | 0 | 0 | 0 | 18213.5833 | 0.122 | 19.365 | 0
1270 | Clay Center | City of Clay Center - (KS) | KS | 100% | FALSE | 0 | 0 | 0 | 0 | 0 | 0 | 0 | 0 | 0 | 155.2916 | 0 | 0 | 0
1271 | Coffeyville | City of Coffeyville - (KS) | KS | 100% | FALSE | 16298 | 16298 | 0 | 16289 | 9 | 0 | 0 | 0 | 0 | 11682.804 | 0.059 | 12.943 | 0
1272 | Colby City of | City of Colby - (KS) | KS | 100% | FALSE | 76 | 76 | 0 | 3.986 | 72.014 | 0 | 0 | 0 | 0 | 64.2847 | 0 | 0 | 0
1274 | Ellinwood | City of Ellinwood - (KS) | KS | 100% | FALSE | 0 | 0 | 0 | 0 | 0 | 0 | 0 | 0 | 0 | 29.0417 | 0 | 0 | 0
1276 | Erie | City of Erie - (KS) | KS | 100% | FALSE | 21 | 21 | 0 | 0 | 21 | 0 | 0 | 0 | 0 | 15.734 | 0 | 0 | 0
1278 | Garnett Municipal | City of Garnett - (KS) | KS | 100% | FALSE | 23 | 23 | 0 | 0 | 23 | 0 | 0 | 0 | 0 | 43.2073 | 0 | 0 | 0
1279 | Girard | City of Girard - (KS) | KS | 100% | FALSE | 99 | 99 | 0 | 85.351 | 13.649 | 0 | 0 | 0 | 0 | 69.1628 | 0 | 0 | 0
1280 | Goodland | City of Goodland - (KS) | KS | 100% | FALSE | 0 | 0 | 0 | 0 | 0 | 0 | 0 | 0 | 0 | 165.2452 | 0 | 0 | 0
1283 | Herington | City of Herington - (KS) | KS | 100% | FALSE | 0 | 0 | 0 | 0 | 0 | 0 | 0 | 0 | 0 | 0 | 0 | 0 | 0
1285 | Hill City | City of Hill City | KS | 100% | FALSE | 0 | 0 | 0 | 0 | 0 | 0 | 0 | 0 | 0 | 0 | 0 | 0 | 0
1286 | Hoisington | City of Hoisington - (KS) | KS | 100% | FALSE | 74 | 74 | 0 | 37.958 | 36.042 | 0 | 0 | 0 | 0 | 59.2325 | 0 | 0 | 0
1287 | Holton | City of Holton - (KS) | KS | 100% | FALSE | 1627 | 1627 | 0 | 1508.01 | 118.99 | 0 | 0 | 0 | 0 | 1498.6628 | 0 | 0 | 0
1291 | Iola | City of Iola - (KS) | KS | 100% | FALSE | 539 | 539 | 0 | 502.179 | 36.821 | 0 | 0 | 0 | 0 | 337.6712 | 0 | 0 | 0
1292 | Jetmore | City of Jetmore | KS | 100% | FALSE | 26 | 26 | 0 | 0 | 26 | 0 | 0 | 0 | 0 | 39.7018 | 0 | 0 | 0
1294 | Kaw | City of Kansas City - (KS) | KS | 100% | FALSE | 0 | 0 | 0 | 0 | 0 | 0 | 0 | 0 | 0 | 0 | 0 | 0 | 0
1295 | Quindaro | City of Kansas City - (KS) | KS | 100% | FALSE | 9725 | 9725 | 0 | 7929 | 1796 | 0 | 0 | 0 | 0 | 17393.179 | 0.764 | 58.963 | 0
1296 | Kingman Municipal Power and Light Plant | City of Kingman - (KS) | KS | 100% | FALSE | 2188 | 2188 | 0 | 2030.993 | 157.007 | 0 | 0 | 0 | 0 | 2010.3821 | 0 | 0 | 0
1297 | La Crosse | City of La Crosse - (KS) | KS | 100% | FALSE | 29 | 29 | 0 | 0 | 29 | 0 | 0 | 0 | 0 | 23.2341 | 0 | 0 | 0
1299 | Larned | City of Larned - (KS) | KS | 100% | FALSE | 0 | 0 | 0 | 0 | 0 | 0 | 0 | 0 | 0 | 227.5314 | 0 | 0 | 0
1300 | Lincoln | City of Lincoln Center - (KS) | KS | 100% | FALSE | 56 | 56 | 0 | 2.943 | 53.057 | 0 | 0 | 0 | 0 | 45.1699 | 0 | 0 | 0
1305 | McPherson 2 | City of McPherson - (KS) | KS | 100% | FALSE | 5063 | 5063 | 0 | 4527.833 | 535.167 | 0 | 0 | 0 | 0 | 4873.5443 | 0.025 | 30.972 | 0
1306 | Meade | City of Meade - (KS) | KS | 100% | FALSE | 142 | 142 | 0 | 124.169 | 17.831 | 0 | 0 | 0 | 0 | 93.7928 | 0 | 0 | 0
1307 | Minneapolis City of | City of Minneapolis - (KS) | KS | 100% | FALSE | 232 | 232 | 0 | 220.85 | 11.15 | 0 | 0 | 0 | 0 | 142.6057 | 0 | 0 | 0
1312 | Oberlin (KS) | City of Oberlin - (KS) | KS | 100% | FALSE | 240.1 | 240.1 | 0 | 0 | 240.1 | 0 | 0 | 0 | 0 | 191.8243 | 0 | 0 | 0
1313 | Osage City | City of Osage City - (KS) | KS | 100% | FALSE | 0 | 0 | 0 | 0 | 0 | 0 | 0 | 0 | 0 | 96.2123 | 0 | 0 | 0
1314 | Osawatomie City of | City of Osawatomie - (KS) | KS | 100% | FALSE | 9 | 9 | 0 | 0 | 9 | 0 | 0 | 0 | 0 | 21.1145 | 0 | 0 | 0
1315 | Osborne | City of Osborne - (KS) | KS | 100% | FALSE | 12.74 | 12.74 | 0 | 4.413 | 8.327 | 0 | 0 | 0 | 0 | 11.3668 | 0 | 0 | 0
1316 | Ottawa | City of Ottawa - (KS) | KS | 100% | FALSE | 260 | 260 | 0 | 184.894 | 75.106 | 0 | 0 | 0 | 0 | 1103.1467 | 0 | 0 | 0
1317 | Pratt | City of Pratt- (KS) | KS | 100% | FALSE | 367 | 367 | 0 | 361 | 6 | 0 | 0 | 0 | 0 | 346.2723 | 0 | 0 | 0
1319 | Russell Downtown | City of Russell - (KS) | KS | 100% | FALSE | 48 | 48 | 0 | 32.755 | 15.245 | 0 | 0 | 0 | 0 | 37.1984 | 0 | 0 | 0
1320 | Sabetha Power Plant | City of Sabetha - (KS) | KS | 100% | FALSE | 0 | 0 | 0 | 0 | 0 | 0 | 0 | 0 | 0 | 54.1745 | 0 | 0 | 0
1321 | St Francis | City of St Francis - (KS) | KS | 100% | FALSE | 0 | 0 | 0 | 0 | 0 | 0 | 0 | 0 | 0 | 0 | 0 | 0 | 0
1322 | St John | City of St. John - (KS) | KS | 100% | FALSE | 4 | 4 | 0 | 0 | 4 | 0 | 0 | 0 | 0 | 3.5055 | 0 | 0 | 0
1324 | Sharon Spring | City of Sharon Springs - (KS) | KS | 100% | FALSE | 0 | 0 | 0 | 0 | 0 | 0 | 0 | 0 | 0 | 164.946 | 0 | 0 | 0
1325 | Stafford | City of Stafford - (KS) | KS | 100% | FALSE | 23 | 23 | 0 | 0 | 23 | 0 | 0 | 0 | 0 | 7.3371 | 0 | 0 | 0
1326 | Sterling | City of Sterling - (KS) | KS | 100% | FALSE | 116 | 116 | 0 | 86.005 | 29.995 | 0 | 0 | 0 | 0 | 76.8557 | 0 | 0 | 0
1327 | Stockton | City of Stockton - (KS) | KS | 100% | FALSE | 0 | 0 | 0 | 0 | 0 | 0 | 0 | 0 | 0 | 20.9942 | 0 | 0 | 0
1328 | Wamego | City of Wamego - (KS) | KS | 100% | FALSE | 0 | 0 | 0 | 0 | 0 | 0 | 0 | 0 | 0 | 173.4031 | 0 | 0 | 0
1329 | Washington | City of Washington - (KS) | KS | 100% | FALSE | 44 | 44 | 0 | 23.074 | 20.926 | 0 | 0 | 0 | 0 | 36.5346 | 0 | 0 | 0
1330 | Wellington 1 | City of Wellington - (KS) | KS | 100% | FALSE | 47 | 47 | 0 | 44 | 3 | 0 | 0 | 0 | 0 | 41.3482 | 0 | 0 | 0
1332 | West 14th Street | City of Winfield - (KS) | KS | 100% | FALSE | 354 | 354 | 0 | 354 | 0 | 0 | 0 | 0 | 0 | 617.3497 | 0 | 0 | 0
1336 | Garden City | Sunflower Electric Power Corp | KS | 100% | FALSE | 38155 | 38155 | 0 | 38155 | 0 | 0 | 0 | 0 | 0 | 33392.8172 | 0.171 | 57.075 | 0
1353 | Big Sandy | AEP | KY | 100% | TRUE | 563707 | 563707 | 0 | 563707 | 0 | 0 | 0 | 0 | 0 | 347037.679 | 15.037 | 493.692 | 0
1354 | Dix Dam | PPL | KY | 100% | TRUE | 59235 | 0 | 0 | 0 | 0 | 0 | 59235 | 0 | 0 | 0 | 0 | 0 | 0
1355 | E W Brown | PPL | KY | 88.36% | TRUE | 1600566.5374 | 1589922.6474 | 1412184.8 | 177737.8474 | 0 | 0 | 0 | 0 | 10643.89 | 1837871.0938 | 675.8834 | 1090.1525 | 5.1
1356 | Ghent | PPL | KY | 100% | TRUE | 11762287.079 | 11762287.079 | 11748857.2 | 0 | 13429.879 | 0 | 0 | 0 | 0 | 13418881.6094 | 8633.704 | 7048.608 | 55.2
1358 | Haefling | PPL | KY | 100% | TRUE | 0 | 0 | 0 | 0 | 0 | 0 | 0 | 0 | 0 | 144.6629 | 0 | 0 | 0
1359 | Mother Ann Lee | Lock 7 Hydro Partners LLC | KY | 100% | FALSE | 10596 | 0 | 0 | 0 | 0 | 0 | 10596 | 0 | 0 | 0 | 0 | 0 | 0
1363 | Cane Run | PPL | KY | 23.54% | TRUE | 839997.7409 | 839997.7409 | 0 | 839997.7409 | 0 | 0 | 0 | 0 | 0 | 347494.1215 | 1.7008 | 74.713 | 0
1364 | Mill Creek (KY) | PPL | KY | 100% | TRUE | 8862649.971 | 8862649.971 | 8829726.7 | 32923.271 | 0 | 0 | 0 | 0 | 0 | 9629664.2365 | 3040.363 | 6982.553 | 36.9
1365 | Ohio Falls | PPL | KY | 100% | TRUE | 277577 | 0 | 0 | 0 | 0 | 0 | 277577 | 0 | 0 | 0 | 0 | 0 | 0
1366 | Paddys Run | PPL | KY | 63.08% | TRUE | 39977.1514 | 39977.1514 | 0 | 39977.1514 | 0 | 0 | 0 | 0 | 0 | 26000.0498 | 0.13184 | 22.7783 | 0
1368 | Zorn | PPL | KY | 100% | TRUE | 15 | 15 | 0 | 15 | 0 | 0 | 0 | 0 | 0 | 186.9057 | 0 | 0 | 0
1371 | Barkley | US Corps of Engineers | KY | 100% | TRUE | 812899 | 0 | 0 | 0 | 0 | 0 | 812899 | 0 | 0 | 0 | 0 | 0 | 0
1374 | Elmer Smith | City of Owensboro - (KY) | KY | 100% | FALSE | 1780260.997 | 1780012.789 | 1772149.8 | 5671.898 | 2191.091 | 0 | 0 | 248.208 | 0 | 2141000.5864 | 1853.473 | 2376.464 | 32.4
1376 | Paris (KY) | City of Paris - (KY) | KY | 100% | FALSE | 0 | 0 | 0 | 0 | 0 | 0 | 0 | 0 | 0 | 0 | 0 | 0 | 0
1377 | Kentucky Dam | Tennessee Valley Authority | KY | 100% | TRUE | 1268492 | 0 | 0 | 0 | 0 | 0 | 1268492 | 0 | 0 | 0 | 0 | 0 | 0
1378 | Paradise | Tennessee Valley Authority | KY | 100% | TRUE | 6415402 | 6415402 | 2584411 | 3830991 | 0 | 0 | 0 | 0 | 0 | 4784888.443 | 2260.355 | 3574.891 | 16
1379 | Shawnee | Tennessee Valley Authority | KY | 100% | TRUE | 6334862.022 | 6334862.022 | 6324869.7 | 0 | 9992.322 | 0 | 0 | 0 | 0 | 7718335.5223 | 20493.998 | 10078.938 | 32
1380 | Wolf Creek | US Corps of Engineers | KY | 100% | TRUE | 872675 | 0 | 0 | 0 | 0 | 0 | 872675 | 0 | 0 | 0 | 0 | 0 | 0
1381 | Kenneth C Coleman | Big Rivers Electric | KY | 100% | FALSE | 0 | 0 | 0 | 0 | 0 | 0 | 0 | 0 | 0 | 0 | 0 | 0 | 0
1383 | Robert A Reid | Big Rivers Electric | KY | 100% | FALSE | 1504 | 1504 | 0 | 1504 | 0 | 0 | 0 | 0 | 0 | 3450.4426 | 1.269 | 14.802 | 0
1384 | Cooper | East Kentucky Power Coop | KY | 100% | TRUE | 446758.005 | 446758.005 | 445320.76 | 0 | 1437.245 | 0 | 0 | 0 | 0 | 496018.367 | 110.041 | 313.214 | 0.84
1391 | Louisiana 1 | Entergy | LA | 61.57% | TRUE | 1720729.6534 | 1039750.9896 | 0 | 1039750.9896 | 0 | 0 | 0 | 680978.6638 | 0 | 508739.0054 | 25.306 | 988.9277 | 0
1392 | Louisiana 2 | Entergy | LA | 100% | TRUE | 0 | 0 | 0 | 0 | 0 | 0 | 0 | 0 | 0 | 0 | 0 | 0 | 0
1393 | R S Nelson | Entergy | LA | 58.69% | TRUE | 1112413.8245 | 1112413.8245 | 1090217.3765 | 6617.197 | 0 | 0 | 0 | 15579.251 | 0 | 1426419.6315 | 4121.8536 | 1046.4561 | 25.0355
1394 | Willow Glen | Entergy | LA | 100% | TRUE | 0 | 0 | 0 | 0 | 0 | 0 | 0 | 0 | 0 | 0 | 0 | 0 | 0
1396 | Coughlin Power Station | CLECO | LA | 100% | TRUE | 2347362 | 2347362 | 0 | 2347362 | 0 | 0 | 0 | 0 | 0 | 1050006.087 | 5.301 | 385.471 | 0
1400 | Teche | CLECO | LA | 100% | TRUE | 712956 | 712956 | 0 | 712956 | 0 | 0 | 0 | 0 | 0 | 462446.582 | 2.335 | 863.336 | 0
1401 | Buras | Entergy | LA | 100% | TRUE | 4531.52 | 4531.52 | 0 | 4411.846 | 119.674 | 0 | 0 | 0 | 0 | 4776.0219 | 0 | 0 | 0
1402 | Little Gypsy | Entergy | LA | 100% | TRUE | 2146181 | 2146181 | 0 | 2146181 | 0 | 0 | 0 | 0 | 0 | 1445266.603 | 7.296 | 2735.247 | 0
1403 | Nine Mile Point | Entergy | LA | 100% | TRUE | 8776641 | 8776641 | 0 | 8776641 | 0 | 0 | 0 | 0 | 0 | 4325704.704 | 21.836 | 7113.921 | 0
1404 | Sterlington | Entergy | LA | 100% | TRUE | 8945 | 8945 | 0 | 8945 | 0 | 0 | 0 | 0 | 0 | 8861.011 | 0.045 | 31.988 | 0
1416 | Arsenal Hill | AEP | LA | 100% | TRUE | 23661 | 23661 | 0 | 23661 | 0 | 0 | 0 | 0 | 0 | 1234014.078 | 6.23 | 132.628 | 0
1417 | Lieberman | AEP | LA | 100% | TRUE | 35012 | 35012 | 0 | 35012 | 0 | 0 | 0 | 0 | 0 | 24534.582 | 0.124 | 37.174 | 0
1439 | Houma | Terrebonne Parish Consol Gov't | LA | 100% | FALSE | 33419 | 33419 | 0 | 33419 | 0 | 0 | 0 | 0 | 0 | 31038.6709 | 0.124 | 37.474 | 0
1453 | New Roads | City of New Roads - (LA) | LA | 100% | FALSE | 0 | 0 | 0 | 0 | 0 | 0 | 0 | 0 | 0 | 0 | 0 | 0 | 0
1464 | Big Cajun 1 | NRG | LA | 100% | TRUE | 97117 | 97117 | 0 | 97117 | 0 | 0 | 0 | 0 | 0 | 74033.421 | 0.374 | 48.45 | 0
1468 | Eastport | Emera | ME | 100% | TRUE | 86 | 86 | 0 | 0 | 86 | 0 | 0 | 0 | 0 | 80.1374 | 0 | 0 | 0
1469 | Ellsworth Hydro Station | Brookfield | ME | 100% | TRUE | 22281 | 0 | 0 | 0 | 0 | 0 | 22281 | 0 | 0 | 0 | 0 | 0 | 0
1475 | Milford Hydro Station | Brookfield | ME | 100% | TRUE | 42505 | 0 | 0 | 0 | 0 | 0 | 42505 | 0 | 0 | 0 | 0 | 0 | 0
1478 | Stillwater Hydro Station | Brookfield | ME | 100% | TRUE | 8681 | 0 | 0 | 0 | 0 | 0 | 8681 | 0 | 0 | 0 | 0 | 0 | 0
1480 | Androscoggin 3 | Brookfield | ME | 100% | TRUE | 0 | 0 | 0 | 0 | 0 | 0 | 0 | 0 | 0 | 0 | 0 | 0 | 0
1481 | Bar Mills | Brookfield | ME | 100% | TRUE | 5246 | 0 | 0 | 0 | 0 | 0 | 5246 | 0 | 0 | 0 | 0 | 0 | 0
1482 | Bonny Eagle | Brookfield | ME | 100% | TRUE | 40847 | 0 | 0 | 0 | 0 | 0 | 40847 | 0 | 0 | 0 | 0 | 0 | 0
1483 | Brunswick Hydro | Brookfield | ME | 100% | TRUE | 83701 | 0 | 0 | 0 | 0 | 0 | 83701 | 0 | 0 | 0 | 0 | 0 | 0
1484 | Cape Gas Turbine | NextEra Energy | ME | 100% | TRUE | 1282 | 1282 | 0 | 0 | 1282 | 0 | 0 | 0 | 0 | 1744.9241 | 0 | 0 | 0
1486 | Cataract Hydro | Brookfield | ME | 100% | TRUE | 25529 | 0 | 0 | 0 | 0 | 0 | 25529 | 0 | 0 | 0 | 0 | 0 | 0
1488 | Deer Rips | Brookfield | ME | 100% | TRUE | 27674 | 0 | 0 | 0 | 0 | 0 | 27674 | 0 | 0 | 0 | 0 | 0 | 0
1491 | Gulf Island | Brookfield | ME | 100% | TRUE | 134951 | 0 | 0 | 0 | 0 | 0 | 134951 | 0 | 0 | 0 | 0 | 0 | 0
1492 | Harris Hydro | Brookfield | ME | 100% | TRUE | 244278 | 0 | 0 | 0 | 0 | 0 | 244278 | 0 | 0 | 0 | 0 | 0 | 0
1493 | Hiram | Brookfield | ME | 100% | TRUE | 39053 | 0 | 0 | 0 | 0 | 0 | 39053 | 0 | 0 | 0 | 0 | 0 | 0
1497 | Messalonskee 2 (Oakland) | Messalonskee Stream Hydro LLC | ME | 100% | FALSE | 10201 | 0 | 0 | 0 | 0 | 0 | 10201 | 0 | 0 | 0 | 0 | 0 | 0
1498 | Messalonskee 3 | Messalonskee Stream Hydro LLC | ME | 100% | FALSE | 5576 | 0 | 0 | 0 | 0 | 0 | 5576 | 0 | 0 | 0 | 0 | 0 | 0
1500 | Messalonskee 5 | Messalonskee Stream Hydro LLC | ME | 100% | FALSE | 5522 | 0 | 0 | 0 | 0 | 0 | 5522 | 0 | 0 | 0 | 0 | 0 | 0
1501 | North Gorham | Brookfield | ME | 100% | TRUE | 10383 | 0 | 0 | 0 | 0 | 0 | 10383 | 0 | 0 | 0 | 0 | 0 | 0
1504 | Shawmut | Brookfield | ME | 100% | TRUE | 49897 | 0 | 0 | 0 | 0 | 0 | 49897 | 0 | 0 | 0 | 0 | 0 | 0
1505 | Skelton | Brookfield | ME | 100% | TRUE | 100130 | 0 | 0 | 0 | 0 | 0 | 100130 | 0 | 0 | 0 | 0 | 0 | 0
1507 | William F Wyman | NextEra Energy | ME | 88.52% | TRUE | 95916.2823 | 95916.2823 | 0 | 0 | 95916.2823 | 0 | 0 | 0 | 0 | 109218.0563 | 386.0835 | 105.6772 | 0
1508 | West Buxton | Brookfield | ME | 100% | TRUE | 27773 | 0 | 0 | 0 | 0 | 0 | 27773 | 0 | 0 | 0 | 0 | 0 | 0
1509 | Weston Hydro | Brookfield | ME | 100% | TRUE | 78370 | 0 | 0 | 0 | 0 | 0 | 78370 | 0 | 0 | 0 | 0 | 0 | 0
1510 | Williams Hydro | Brookfield | ME | 100% | TRUE | 92980 | 0 | 0 | 0 | 0 | 0 | 92980 | 0 | 0 | 0 | 0 | 0 | 0
1511 | Wyman Hydro | Brookfield | ME | 100% | TRUE | 412731 | 0 | 0 | 0 | 0 | 0 | 412731 | 0 | 0 | 0 | 0 | 0 | 0
1513 | Caribou Generation Station | Algonquin Power | ME | 100% | FALSE | 2354 | 0 | 0 | 0 | 0 | 0 | 2354 | 0 | 0 | 0 | 0 | 0 | 0
1514 | Flos Inn Diesel | Algonquin Power | ME | 100% | FALSE | 0 | 0 | 0 | 0 | 0 | 0 | 0 | 0 | 0 | 0 | 0 | 0 | 0
1516 | Squa Pan Hydro Station | Algonquin Power | ME | 100% | FALSE | 921 | 0 | 0 | 0 | 0 | 0 | 921 | 0 | 0 | 0 | 0 | 0 | 0
1552 | CP Crane Power, LLC | CP Crane Power, LLC | MD | 100% | FALSE | 232459.999 | 232459.999 | 227792.222 | 4377.777 | 290 | 0 | 0 | 0 | 0 | 304748.0434 | 826.84 | 534.238 | 1
1553 | Gould Street | Exelon | MD | 100% | TRUE | 12786 | 12786 | 0 | 12786 | 0 | 0 | 0 | 0 | 0 | 10272.768 | 0.052 | 14.895 | 0
1554 | Herbert A Wagner | Riverstone | MD | 100% | TRUE | 184988 | 184988 | 163750.749 | 9185.73 | 12051.521 | 0 | 0 | 0 | 0 | 261932.3637 | 1422.623 | 143.746 | 1.4265
1555 | Notch Cliff | Exelon | MD | 100% | TRUE | 16316 | 16316 | 0 | 16316 | 0 | 0 | 0 | 0 | 0 | 15941.8018 | 0 | 0 | 0
1556 | Perryman | Exelon | MD | 100% | TRUE | 228436.002 | 228436.002 | 0 | 208925.04 | 19510.962 | 0 | 0 | 0 | 0 | 154193.174 | 6.74 | 80.255 | 0
1557 | Philadelphia | Exelon | MD | 100% | TRUE | 1175 | 1175 | 0 | 0 | 1175 | 0 | 0 | 0 | 0 | 1909.7641 | 0 | 0 | 0
1559 | Riverside (MD) | Exelon | MD | 100% | TRUE | 376 | 376 | 0 | 0 | 376 | 0 | 0 | 0 | 0 | 648.8437 | 0 | 0 | 0
1560 | Westport | Exelon | MD | 100% | TRUE | 21843 | 21843 | 0 | 21843 | 0 | 0 | 0 | 0 | 0 | 19897.622 | 0.1 | 63.782 | 0
1563 | Crisfield | Calpine | MD | 100% | TRUE | 1518 | 1518 | 0 | 0 | 1518 | 0 | 0 | 0 | 0 | 1258.6378 | 0 | 0 | 0
1567 | Deep Creek | Brookfield | MD | 100% | TRUE | 30037 | 0 | 0 | 0 | 0 | 0 | 30037 | 0 | 0 | 0 | 0 | 0 | 0
1571 | Chalk Point LLC | NRG | MD | 100% | TRUE | 818103.002 | 818103.002 | 409877.83 | 386742.967 | 21482.205 | 0 | 0 | 0 | 0 | 854727.793 | 544.863 | 756.939 | 4.2
1572 | Dickerson | NRG | MD | 100% | TRUE | 249346.997 | 249346.997 | 150718.75 | 94514.805 | 4113.442 | 0 | 0 | 0 | 0 | 308868.8051 | 187.51 | 361.18 | 0.8
1573 | Morgantown Generating Plant | NRG | MD | 100% | TRUE | 2529951 | 2529951 | 2526005 | 0 | 3946 | 0 | 0 | 0 | 0 | 2713845.6705 | 1528.709 | 522.12 | 8.8
1574 | Conowingo | Exelon | MD | 100% | TRUE | 1935422 | 0 | 0 | 0 | 0 | 0 | 1935422 | 0 | 0 | 0 | 0 | 0 | 0
1580 | Easton | Easton Utilities Comm | MD | 100% | FALSE | 675 | 675 | 0 | 0 | 675 | 0 | 0 | 0 | 0 | 1175.8916 | 0 | 0 | 0
1586 | Exelon Framingham LLC | Exelon | MA | 100% | TRUE | 964 | 964 | 0 | 0 | 964 | 0 | 0 | 0 | 0 | 1422.3365 | 0 | 3.653 | 0
1588 | Mystic Generating Station | Exelon | MA | 100% | TRUE | 7143491.004 | 7143491.004 | 0 | 7025239.624 | 118251.38 | 0 | 0 | 0 | 0 | 3181779.8339 | 396.43 | 312.088 | 0
1590 | Pilgrim Nuclear Power Station | Entergy | MA | 100% | TRUE | 5047170 | 0 | 0 | 0 | 0 | 5047170 | 0 | 0 | 0 | 0 | 0 | 0 | 0
1592 | Exelon Medway LLC | Exelon | MA | 100% | TRUE | 3394 | 3394 | 0 | 0 | 3394 | 0 | 0 | 0 | 0 | 7916.9 | 0 | 25.541 | 0
1595 | Kendall Square Station | Veolia - Kendall Green Energy | MA | 100% | FALSE | 1479561.954 | 1479561.954 | 0 | 1467463.4 | 12098.554 | 0 | 0 | 0 | 0 | 510772.8176 | 4.388 | 68.005 | 0
1597 | Oak Bluffs Diesel Generating Facility | NRG | MA | 100% | TRUE | 173 | 173 | 0 | 0 | 173 | 0 | 0 | 0 | 0 | 175.8457 | 0 | 0 | 0
1599 | Canal | NRG | MA | 100% | TRUE | 40505 | 40505 | 0 | 13677.668 | 26827.332 | 0 | 0 | 0 | 0 | 47348.997 | 87.815 | 42.31 | 0
1603 | Boatlock | City of Holyoke Gas and Electric Dept. | MA | 100% | FALSE | 15283 | 0 | 0 | 0 | 0 | 0 | 15283 | 0 | 0 | 0 | 0 | 0 | 0
1604 | Chemical | City of Holyoke Gas and Electric Dept. | MA | 100% | FALSE | 2417 | 0 | 0 | 0 | 0 | 0 | 2417 | 0 | 0 | 0 | 0 | 0 | 0
1605 | Hadley Falls | City of Holyoke Gas and Electric Dept. | MA | 100% | FALSE | 182033 | 0 | 0 | 0 | 0 | 0 | 182033 | 0 | 0 | 0 | 0 | 0 | 0
1607 | Riverside Holyoke | City of Holyoke Gas and Electric Dept. | MA | 100% | FALSE | 31199 | 0 | 0 | 0 | 0 | 0 | 31199 | 0 | 0 | 0 | 0 | 0 | 0
1620 | Deerfield 5 | ArcLight Capital | MA | 100% | TRUE | 60976 | 0 | 0 | 0 | 0 | 0 | 60976 | 0 | 0 | 0 | 0 | 0 | 0
1629 | Cabot | PSP Investments | MA | 100% | FALSE | 326039 | 0 | 0 | 0 | 0 | 0 | 326039 | 0 | 0 | 0 | 0 | 0 | 0
1631 | Doreen | The Carlyle Group | MA | 100% | TRUE | 298 | 298 | 0 | 0 | 298 | 0 | 0 | 0 | 0 | 355.9359 | 0 | 1.701 | 0
1634 | Gardners Falls | Hull Street Energy | MA | 100% | FALSE | 1790 | 0 | 0 | 0 | 0 | 0 | 1790 | 0 | 0 | 0 | 0 | 0 | 0
1637 | Putts Bridge | Hull Street Energy | MA | 100% | FALSE | 13238 | 0 | 0 | 0 | 0 | 0 | 13238 | 0 | 0 | 0 | 0 | 0 | 0
1638 | Redbridge | Hull Street Energy | MA | 100% | FALSE | 10719 | 0 | 0 | 0 | 0 | 0 | 10719 | 0 | 0 | 0 | 0 | 0 | 0
1642 | Essential Power Massachusetts LLC | The Carlyle Group | MA | 100% | TRUE | 31895 | 31895 | 0 | 28471.672 | 3423.328 | 0 | 0 | 0 | 0 | 21581.4298 | 6.313 | 10.376 | 0
1643 | Woodland Road | The Carlyle Group | MA | 100% | TRUE | 479 | 479 | 0 | 0 | 479 | 0 | 0 | 0 | 0 | 543.1813 | 0 | 3.115 | 0
1670 | High Street Station | Town of Ipswich - (MA) | MA | 100% | FALSE | 156 | 156 | 0 | 91.35 | 64.65 | 0 | 0 | 0 | 0 | 103.2353 | 0 | 0 | 0
1678 | Waters River | City of Peabody - (MA) | MA | 100% | FALSE | 14306 | 14306 | 0 | 12109.5 | 2196.5 | 0 | 0 | 0 | 0 | 10716.8223 | 0 | 26.949 | 0
1682 | Cleary Flood | City of Taunton | MA | 81.33% | FALSE | 45443.2502 | 45443.2502 | 0 | 40620.7222 | 4822.528 | 0 | 0 | 0 | 0 | 31167.1441 | 8.3138 | 43.3127 | 0
1693 | Alcona | CMS Energy | MI | 100% | TRUE | 33507 | 0 | 0 | 0 | 0 | 0 | 33507 | 0 | 0 | 0 | 0 | 0 | 0
1694 | Allegan Dam | CMS Energy | MI | 100% | TRUE | 14073 | 0 | 0 | 0 | 0 | 0 | 14073 | 0 | 0 | 0 | 0 | 0 | 0
1698 | C W Tippy | CMS Energy | MI | 100% | TRUE | 66737 | 0 | 0 | 0 | 0 | 0 | 66737 | 0 | 0 | 0 | 0 | 0 | 0
1700 | Cooke | CMS Energy | MI | 100% | TRUE | 30436 | 0 | 0 | 0 | 0 | 0 | 30436 | 0 | 0 | 0 | 0 | 0 | 0
1701 | Croton | CMS Energy | MI | 100% | TRUE | 33957 | 0 | 0 | 0 | 0 | 0 | 33957 | 0 | 0 | 0 | 0 | 0 | 0
1702 | Dan E Karn | CMS Energy | MI | 100% | TRUE | 2652290.054 | 2652290.054 | 2448510.051 | 178858.74 | 24921.263 | 0 | 0 | 0 | 0 | 3010238.8088 | 845.368 | 787.835 | 18.2
1704 | Five Channels | CMS Energy | MI | 100% | TRUE | 28216 | 0 | 0 | 0 | 0 | 0 | 28216 | 0 | 0 | 0 | 0 | 0 | 0
1705 | Foote | CMS Energy | MI | 100% | TRUE | 33106 | 0 | 0 | 0 | 0 | 0 | 33106 | 0 | 0 | 0 | 0 | 0 | 0
1706 | Gaylord - Consumers | CMS Energy | MI | 100% | TRUE | 1408 | 1408 | 0 | 1408 | 0 | 0 | 0 | 0 | 0 | 1495.4206 | 0 | 0 | 0
1707 | Hardy | CMS Energy | MI | 100% | TRUE | 118092 | 0 | 0 | 0 | 0 | 0 | 118092 | 0 | 0 | 0 | 0 | 0 | 0
1708 | Hodenpyl | CMS Energy | MI | 100% | TRUE | 53376 | 0 | 0 | 0 | 0 | 0 | 53376 | 0 | 0 | 0 | 0 | 0 | 0
1710 | J H Campbell | CMS Energy | MI | 96.12% | TRUE | 7695318.9837 | 7695318.9837 | 7681919.6317 | 0 | 13399.352 | 0 | 0 | 0 | 0 | 8422687.7015 | 4712.1231 | 2901.9021 | 31.8954
1712 | Loud | CMS Energy | MI | 100% | TRUE | 20585 | 0 | 0 | 0 | 0 | 0 | 20585 | 0 | 0 | 0 | 0 | 0 | 0
1714 | Mio | CMS Energy | MI | 100% | TRUE | 16667 | 0 | 0 | 0 | 0 | 0 | 16667 | 0 | 0 | 0 | 0 | 0 | 0
1715 | Palisades | Entergy | MI | 100% | TRUE | 6097496 | 0 | 0 | 0 | 0 | 6097496 | 0 | 0 | 0 | 0 | 0 | 0 | 0
1716 | Rogers | CMS Energy | MI | 100% | TRUE | 17667 | 0 | 0 | 0 | 0 | 0 | 17667 | 0 | 0 | 0 | 0 | 0 | 0
1718 | Straits | CMS Energy | MI | 100% | TRUE | 74 | 74 | 0 | 74 | 0 | 0 | 0 | 0 | 0 | 90.1215 | 0 | 0 | 0
1719 | Thetford | CMS Energy | MI | 100% | TRUE | 0 | 0 | 0 | 0 | 0 | 0 | 0 | 0 | 0 | 0 | 0.003 | 3.69 | 0
1722 | Webber | CMS Energy | MI | 100% | TRUE | 12686 | 0 | 0 | 0 | 0 | 0 | 12686 | 0 | 0 | 0 | 0 | 0 | 0
1725 | Colfax | DTE Energy | MI | 100% | TRUE | 0 | 0 | 0 | 0 | 0 | 0 | 0 | 0 | 0 | 256.6353 | 0 | 0 | 0
1728 | Delray | DTE Energy | MI | 100% | TRUE | 26823 | 26823 | 0 | 26823 | 0 | 0 | 0 | 0 | 0 | 18441.476 | 0.093 | 6.531 | 0
1729 | Fermi | DTE Energy | MI | 100% | TRUE | 8696461 | 4766 | 0 | 0 | 4766 | 8691695 | 0 | 0 | 0 | 11880.0601 | 0 | 0 | 0
1730 | Hancock | DTE Energy | MI | 100% | TRUE | 6780 | 6780 | 0 | 6780 | 0 | 0 | 0 | 0 | 0 | 6822.8163 | 0.014 | 17.489 | 0
1733 | Monroe (MI) | DTE Energy | MI | 100% | TRUE | 15587301.891 | 15587301.891 | 14706592 | 0 | 24879.921 | 0 | 0 | 855829.97 | 0 | 16802175.5059 | 3076.685 | 4914.234 | 68.96
1734 | Northeast (MI) | DTE Energy | MI | 100% | TRUE | 2670 | 2670 | 0 | 2257.542 | 412.458 | 0 | 0 | 0 | 0 | 3265.972 | 0 | 0 | 0
1735 | Oliver | DTE Energy | MI | 100% | TRUE | 0 | 0 | 0 | 0 | 0 | 0 | 0 | 0 | 0 | 240.086 | 0 | 0 | 0
1737 | Placid 12 | DTE Energy | MI | 100% | TRUE | 0 | 0 | 0 | 0 | 0 | 0 | 0 | 0 | 0 | 205.9278 | 0 | 0 | 0
1739 | Putnam (MI) | DTE Energy | MI | 100% | TRUE | 274 | 274 | 0 | 0 | 274 | 0 | 0 | 0 | 0 | 545.7983 | 0 | 0 | 0
1740 | River Rouge | DTE Energy | MI | 100% | TRUE | 920298.002 | 771738.53 | 701673.149 | 70065.381 | 0 | 0 | 0 | 148559.472 | 0 | 1037112.9555 | 2504.081 | 1505.556 | 4.1
1741 | Slocum | DTE Energy | MI | 100% | TRUE | 0 | 0 | 0 | 0 | 0 | 0 | 0 | 0 | 0 | 153.8344 | 0 | 0 | 0
1743 | St Clair | DTE Energy | MI | 100% | TRUE | 3548048.048 | 3548048.048 | 3489231.24 | 49433.139 | 9383.669 | 0 | 0 | 0 | 0 | 4186827.924 | 14358.589 | 5400.218 | 23.3841
1744 | Superior | DTE Energy | MI | 100% | TRUE | 0 | 0 | 0 | 0 | 0 | 0 | 0 | 0 | 0 | 100.0291 | 0 | 0 | 0
1745 | Trenton Channel | DTE Energy | MI | 100% | TRUE | 1918606.042 | 1918606.042 | 1915740.158 | 0 | 2865.884 | 0 | 0 | 0 | 0 | 2284765.6749 | 6178.233 | 1802.354 | 12.33
1746 | Wilmot | DTE Energy | MI | 100% | TRUE | 0 | 0 | 0 | 0 | 0 | 0 | 0 | 0 | 0 | 360.2513 | 0 | 0 | 0
1750 | Manistique | Cloverland Electric Co-op | MI | 100% | FALSE | 36 | 36 | 0 | 0 | 36 | 0 | 0 | 0 | 0 | 172.5032 | 0 | 0 | 0
1751 | Edison Sault | Cloverland Electric Co-op | MI | 100% | FALSE | 214574 | 0 | 0 | 0 | 0 | 0 | 214574 | 0 | 0 | 0 | 0 | 0 | 0
1753 | Berrien Springs | AEP | MI | 100% | TRUE | 37270 | 0 | 0 | 0 | 0 | 0 | 37270 | 0 | 0 | 0 | 0 | 0 | 0
1754 | Buchanan (MI) | AEP | MI | 100% | TRUE | 15710 | 0 | 0 | 0 | 0 | 0 | 15710 | 0 | 0 | 0 | 0 | 0 | 0
1756 | Saxon Falls | Xcel | WI | 100% | TRUE | 7741 | 0 | 0 | 0 | 0 | 0 | 7741 | 0 | 0 | 0 | 0 | 0 | 0
1757 | Superior Falls | Xcel | MI | 100% | TRUE | 12600 | 0 | 0 | 0 | 0 | 0 | 12600 | 0 | 0 | 0 | 0 | 0 | 0
1760 | Constantine | AEP | MI | 100% | TRUE | 4651 | 0 | 0 | 0 | 0 | 0 | 4651 | 0 | 0 | 0 | 0 | 0 | 0
1761 | Mottville | AEP | MI | 100% | TRUE | 7211 | 0 | 0 | 0 | 0 | 0 | 7211 | 0 | 0 | 0 | 0 | 0 | 0
1769 | Presque Isle | WEC Energy Group | MI | 100% | TRUE | 1521111.007 | 1521111.007 | 1517035.1 | 0 | 4075.907 | 0 | 0 | 0 | 0 | 1928341.2548 | 4674.933 | 2926.783 | 19
1772 | John H Warden | L'Anse Warden Electric Company LLC | MI | 100% | FALSE | 113188 | 147.69 | 0 | 147.69 | 0 | 0 | 0 | 113040.31 | 0 | 151.6636 | 0 | 0 | 0
1773 | Prickett | Upper Peninsula Power Company | MI | 100% | FALSE | 12189 | 0 | 0 | 0 | 0 | 0 | 12189 | 0 | 0 | 0 | 0 | 0 | 0
1774 | Victoria Dam | Upper Peninsula Power Company | MI | 100% | FALSE | 70528 | 0 | 0 | 0 | 0 | 0 | 70528 | 0 | 0 | 0 | 0 | 0 | 0
1775 | Brule | WEC Energy Group | WI | 100% | TRUE | 18664 | 0 | 0 | 0 | 0 | 0 | 18664 | 0 | 0 | 0 | 0 | 0 | 0
1776 | Chalk Hill | WEC Energy Group | MI | 100% | TRUE | 40041 | 0 | 0 | 0 | 0 | 0 | 40041 | 0 | 0 | 0 | 0 | 0 | 0
1777 | Hemlock Falls | WEC Energy Group | MI | 100% | TRUE | 14780 | 0 | 0 | 0 | 0 | 0 | 14780 | 0 | 0 | 0 | 0 | 0 | 0
1778 | Kingsford | WEC Energy Group | MI | 100% | TRUE | 36356 | 0 | 0 | 0 | 0 | 0 | 36356 | 0 | 0 | 0 | 0 | 0 | 0
1780 | Michigamme Falls | WEC Energy Group | MI | 100% | TRUE | 45889 | 0 | 0 | 0 | 0 | 0 | 45889 | 0 | 0 | 0 | 0 | 0 | 0
1781 | Peavy Falls | WEC Energy Group | MI | 100% | TRUE | 19224 | 0 | 0 | 0 | 0 | 0 | 19224 | 0 | 0 | 0 | 0 | 0 | 0
1785 | Way Dam | WEC Energy Group | MI | 100% | TRUE | 9570 | 0 | 0 | 0 | 0 | 0 | 9570 | 0 | 0 | 0 | 0 | 0 | 0
1786 | White Rapids | WEC Energy Group | MI | 100% | TRUE | 48395 | 0 | 0 | 0 | 0 | 0 | 48395 | 0 | 0 | 0 | 0 | 0 | 0
1787 | Grand Rapids | WEC Energy Group | MI | 100% | TRUE | 41250 | 0 | 0 | 0 | 0 | 0 | 41250 | 0 | 0 | 0 | 0 | 0 | 0
1818 | Clinton | Village of Clinton - (MI) | MI | 100% | FALSE | 0 | 0 | 0 | 0 | 0 | 0 | 0 | 0 | 0 | 4.5713 | 0 | 0 | 0
1821 | Crystal Falls | City of Crystal Falls | MI | 100% | FALSE | 7551 | 0 | 0 | 0 | 0 | 0 | 7551 | 0 | 0 | 0 | 0 | 0 | 0
1825 | J B Sims | City of Grand Haven - (MI) | MI | 100% | FALSE | 274707.997 | 274707.997 | 273894.18 | 813.817 | 0 | 0 | 0 | 0 | 0 | 336663.8318 | 331.912 | 442.045 | 0.78
1826 | Grand Haven Diesel Plant | City of Grand Haven - (MI) | MI | 100% | FALSE | 89 | 89 | 0 | 68.245 | 20.755 | 0 | 0 | 0 | 0 | 84.4888 | 0 | 0 | 0
1827 | Hart | City of Hart Hydro - (MI) | MI | 100% | FALSE | 0 | 0 | 0 | 0 | 0 | 0 | 0 | 0 | 0 | 0 | 0 | 0 | 0
1829 | Hillsdale | Hillsdale Board of Public Wks | MI | 100% | FALSE | 542 | 542 | 0 | 450.135 | 91.865 | 0 | 0 | 0 | 0 | 320.565 | 0 | 0 | 0
1831 | Eckert Station | Lansing Board of Water and Light | MI | 100% | FALSE | 352130 | 352130 | 350802.86 | 0 | 1327.14 | 0 | 0 | 0 | 0 | 502689.2037 | 1217.629 | 566.271 | 3.23
1832 | Erickson Station | Lansing Board of Water and Light | MI | 100% | FALSE | 984449.001 | 984449.001 | 983667.34 | 0 | 781.661 | 0 | 0 | 0 | 0 | 1168436.9163 | 3033.222 | 1290.883 | 8.89
1840 | Plant Four | City of Marquette - (MI) | MI | 100% | FALSE | 0 | 0 | 0 | 0 | 0 | 0 | 0 | 0 | 0 | 77.0395 | 0 | 0 | 0
1842 | James R Smith | City of Marquette - (MI) | MI | 100% | FALSE | 16074 | 0 | 0 | 0 | 0 | 0 | 16074 | 0 | 0 | 0 | 0 | 0 | 0
1843 | Shiras | City of Marquette - (MI) | MI | 100% | FALSE | 222806.003 | 222806.003 | 222756.248 | 0 | 49.755 | 0 | 0 | 0 | 0 | 296181.2662 | 186.463 | 292.428 | 2.33
1844 | Marshall (MI) | City of Marshall - (MI) | MI | 100% | FALSE | 167 | 96 | 0 | 81.824 | 14.176 | 0 | 71 | 0 | 0 | 180.0913 | 0 | 0 | 0
1846 | Newberry | Newberry Water & Light Board | MI | 100% | FALSE | 26 | 26 | 0 | 0 | 26 | 0 | 0 | 0 | 0 | 25.0276 | 0 | 0 | 0
1848 | Norway (MI) | City of Norway | MI | 100% | FALSE | 33986 | 0 | 0 | 0 | 0 | 0 | 33986 | 0 | 0 | 0 | 0 | 0 | 0
1851 | Frank Jenkins | City of Portland - (MI) | MI | 100% | FALSE | 0 | 0 | 0 | 0 | 0 | 0 | 0 | 0 | 0 | 0 | 0 | 0 | 0
1852 | St Louis | City of St Louis - (MI) | MI | 100% | FALSE | 867 | 15 | 0 | 0.083 | 14.917 | 0 | 852 | 0 | 0 | 14.6511 | 0 | 0 | 0
1853 | Main Street (MI) | City of Sebewaing - (MI) | MI | 100% | FALSE | 17 | 17 | 0 | 2.926 | 14.074 | 0 | 0 | 0 | 0 | 15.0539 | 0 | 0 | 0
1855 | Sturgis City Diesel Plant | City of Sturgis | MI | 100% | FALSE | 0 | 0 | 0 | 0 | 0 | 0 | 0 | 0 | 0 | 71.0497 | 0 | 0 | 0
1856 | Hydro Plant | City of Sturgis | MI | 100% | FALSE | 7907 | 0 | 0 | 0 | 0 | 0 | 7907 | 0 | 0 | 0 | 0 | 0 | 0
1865 | Saint Marys Falls | US Corps of Engineers | MI | 100% | TRUE | 155632 | 0 | 0 | 0 | 0 | 0 | 155632 | 0 | 0 | 0 | 0 | 0 | 0
1866 | Wyandotte | Wyandotte Municipal Serv Comm | MI | 100% | FALSE | 3422 | 3422 | 0 | 3345 | 77 | 0 | 0 | 0 | 0 | 14021.8651 | 0.019 | 8.47 | 0
1867 | Zeeland | City of Zeeland - (MI) | MI | 100% | FALSE | 363 | 363 | 0 | 311.941 | 51.059 | 0 | 0 | 0 | 0 | 579.9472 | 0 | 0 | 0
1868 | Dafter | Cloverland Electric Co-op | MI | 100% | FALSE | 0 | 0 | 0 | 0 | 0 | 0 | 0 | 0 | 0 | 251.4993 | 0 | 0 | 0
1871 | Kleber | Tower Kleber Ltd Partnership | MI | 100% | FALSE | 7808 | 0 | 0 | 0 | 0 | 0 | 7808 | 0 | 0 | 0 | 0 | 0 | 0
1873 | Tower | Wolverine Power Supply Coop | MI | 100% | FALSE | 156 | 156 | 0 | 0 | 156 | 0 | 0 | 0 | 0 | 205.7647 | 0 | 0 | 0
1874 | Caro | Thumb Electric Coop of Mich | MI | 100% | FALSE | 0 | 0 | 0 | 0 | 0 | 0 | 0 | 0 | 0 | 0 | 0 | 0 | 0
1875 | Ubly | Thumb Electric Coop of Mich | MI | 100% | FALSE | 44.1 | 44.1 | 0 | 0.852 | 43.248 | 0 | 0 | 0 | 0 | 36.9669 | 0 | 0 | 0
1877 | George Johnson | Wolverine Power Supply Coop | MI | 100% | FALSE | 30663 | 30663 | 0 | 30663 | 0 | 0 | 0 | 0 | 0 | 20190.4281 | 0 | 0 | 0
1880 | Claude Vandyke | Wolverine Power Supply Coop | MI | 100% | FALSE | 6323 | 6323 | 0 | 6323 | 0 | 0 | 0 | 0 | 0 | 4930.6156 | 0 | 0 | 0
1881 | Vestaburg | Wolverine Power Supply Coop | MI | 100% | FALSE | 1477 | 1477 | 0 | 1477 | 0 | 0 | 0 | 0 | 0 | 1414.1242 | 0 | 0 | 0
1891 | Syl Laskin | ALLETE | MN | 100% | TRUE | 5618 | 5618 | 0 | 5618 | 0 | 0 | 0 | 0 | 0 | 5447.335 | 0.077 | 5.144 | 0
1892 | Blanchard | ALLETE | MN | 100% | TRUE | 110122 | 0 | 0 | 0 | 0 | 0 | 110122 | 0 | 0 | 0 | 0 | 0 | 0
1893 | Clay Boswell | ALLETE | MN | 89.59% | TRUE | 6330918.365 | 6330918.365 | 6330918.365 | 0 | 0 | 0 | 0 | 0 | 0 | 7266028.702 | 2811.8478 | 3654.9455 | 29.5662
1894 | Fond Du Lac | ALLETE | MN | 100% | TRUE | 84348 | 0 | 0 | 0 | 0 | 0 | 84348 | 0 | 0 | 0 | 0 | 0 | 0
1895 | Knife Falls | ALLETE | MN | 100% | TRUE | 12143 | 0 | 0 | 0 | 0 | 0 | 12143 | 0 | 0 | 0 | 0 | 0 | 0
1896 | Little Falls (MN) | ALLETE | MN | 100% | TRUE | 23503 | 0 | 0 | 0 | 0 | 0 | 23503 | 0 | 0 | 0 | 0 | 0 | 0
1897 | M L Hibbard | ALLETE | MN | 100% | TRUE | 4357 | 302.284 | 295.265 | 7.019 | 0 | 0 | 0 | 4054.716 | 0 | 238.3065 | 130.436 | 451.857 | 0
1898 | Pillager | ALLETE | MN | 100% | TRUE | 9547 | 0 | 0 | 0 | 0 | 0 | 9547 | 0 | 0 | 0 | 0 | 0 | 0
1899 | Scanlon | ALLETE | MN | 100% | TRUE | 9454 | 0 | 0 | 0 | 0 | 0 | 9454 | 0 | 0 | 0 | 0 | 0 | 0
1900 | Sylvan | ALLETE | MN | 100% | TRUE | 12425 | 0 | 0 | 0 | 0 | 0 | 12425 | 0 | 0 | 0 | 0 | 0 | 0
1901 | Thomson | ALLETE | MN | 100% | TRUE | 477947 | 0 | 0 | 0 | 0 | 0 | 477947 | 0 | 0 | 0 | 0 | 0 | 0
1902 | Winton | ALLETE | MN | 100% | TRUE | 30163 | 0 | 0 | 0 | 0 | 0 | 30163 | 0 | 0 | 0 | 0 | 0 | 0
1904 | Black Dog | Xcel | MN | 100% | TRUE | 689797 | 689797 | 0 | 689797 | 0 | 0 | 0 | 0 | 0 | 321551.389 | 1.624 | 49.698 | 0
1910 | Granite City | Xcel | MN | 100% | TRUE | 0 | 0 | 0 | 0 | 0 | 0 | 0 | 0 | 0 | 387.2192 | 0 | 0 | 0
1911 | Hennepin Island | Xcel | MN | 100% | TRUE | 73681 | 0 | 0 | 0 | 0 | 0 | 73681 | 0 | 0 | 0 | 0 | 0 | 0
1912 | High Bridge | Xcel | MN | 100% | TRUE | 1984030 | 1984030 | 0 | 1984030 | 0 | 0 | 0 | 0 | 0 | 869378.257 | 4.389 | 105.596 | 0
1913 | Inver Hills | Xcel | MN | 100% | TRUE | 4540 | 4540 | 0 | 4437.512 | 102.488 | 0 | 0 | 0 | 0 | 7132.1649 | 1.544 | 24.339 | 0
1915 | Allen S King | Xcel | MN | 100% | TRUE | 2913347.041 | 2913347.041 | 2907924.1 | 5317.163 | 105.778 | 0 | 0 | 0 | 0 | 3087145.4011 | 1581.255 | 1472.236 | 18
1922 | Monticello Nuclear Facility | Xcel | MN | 100% | TRUE | 5159620 | 0 | 0 | 0 | 0 | 5159620 | 0 | 0 | 0 | 0 | 0 | 0 | 0
1925 | Prairie Island | Xcel | MN | 100% | TRUE | 8744731 | 0 | 0 | 0 | 0 | 8744731 | 0 | 0 | 0 | 0 | 0 | 0 | 0
1926 | Red Wing | Xcel | MN | 100% | TRUE | 107792 | 1086.354 | 0 | 1086.354 | 0 | 0 | 0 | 106705.646 | 0 | 1362.9852 | 0 | 0 | 0
1927 | Riverside (MN) | Xcel | MN | 100% | TRUE | 1600023 | 1600023 | 0 | 1600023 | 0 | 0 | 0 | 0 | 0 | 664637.592 | 3.355 | 103.52 | 0
1929 | St James | City of St James - (MN) | MN | 100% | FALSE | 53 | 53 | 0 | 0 | 53 | 0 | 0 | 0 | 0 | 41.8214 | 0 | 0 | 0
1934 | Wilmarth | Xcel | MN | 100% | TRUE | 87716 | 1464.747 | 0 | 1464.747 | 0 | 0 | 0 | 86251.253 | 0 | 1900.5582 | 0 | 0 | 0
1943 | Hoot Lake | Otter Tail Power | MN | 100% | FALSE | 253946.002 | 248354.002 | 245982.55 | 0 | 2371.452 | 0 | 5592 | 0 | 0 | 307363.0989 | 940.525 | 382.547 | 1.9
1956 | Adrian | Adrian Public Utilities Comm | MN | 100% | FALSE | 20 | 20 | 0 | 0 | 20 | 0 | 0 | 0 | 0 | 12.31 | 0 | 0 | 0
1958 | Alexandria | City of Alexandria - (MN) | MN | 100% | FALSE | 85 | 85 | 0 | 0 | 85 | 0 | 0 | 0 | 0 | 61.224 | 0 | 0 | 0
1964 | Benson City of | City of Benson - (MN) | MN | 100% | FALSE | 44 | 44 | 0 | 0 | 44 | 0 | 0 | 0 | 0 | 33.0169 | 0 | 0 | 0
1966 | Blooming Prairie | City of Blooming Prairie - (MN) | MN | 100% | FALSE | 96 | 96 | 0 | 0 | 96 | 0 | 0 | 0 | 0 | 80.9526 | 0 | 0 | 0
1967 | Blue Earth | Blue Earth Light & Water | MN | 100% | FALSE | 51 | 51 | 0 | 0 | 51 | 0 | 0 | 0 | 0 | 29.1853 | 0 | 0 | 0
1969 | Delano | Delano Municipal Utilities | MN | 100% | FALSE | 28 | 28 | 0 | 0 | 28 | 0 | 0 | 0 | 0 | 27.881 | 0 | 0 | 0
1970 | Detroit Lakes | City of Detroit Lakes - (MN) | MN | 100% | FALSE | 39 | 39 | 0 | 0 | 39 | 0 | 0 | 0 | 0 | 59.9196 | 0 | 0 | 0
1971 | Elk River City of | City of Elk River | MN | 100% | FALSE | 24911 | 61.315 | 0 | 0 | 61.315 | 0 | 0 | 24849.685 | 0 | 59.4305 | 0 | 0 | 0
1972 | Fairfax | City of Fairfax - (MN) | MN | 100% | FALSE | 12 | 12 | 0 | 0 | 12 | 0 | 0 | 0 | 0 | 7.4186 | 0 | 0 | 0
1973 | Fairmont (MN) | Southern Minnesota Mun P Agny | MN | 100% | FALSE | 17942 | 17942 | 0 | 17891.295 | 50.705 | 0 | 0 | 0 | 0 | 9573.6035 | 0 | 0 | 0
1975 | Glencoe | Glencoe Light & Power Comm | MN | 100% | FALSE | 291 | 291 | 0 | 80.867 | 210.133 | 0 | 0 | 0 | 0 | 255.3697 | 0 | 0 | 0
1976 | Grand Marais | City of Grand Marais - (MN) | MN | 100% | FALSE | 15 | 15 | 0 | 0 | 15 | 0 | 0 | 0 | 0 | 61.5501 | 0 | 0 | 0
1977 | Granite Falls | City of Granite Falls - (MN) | MN | 100% | FALSE | 4123 | 0 | 0 | 0 | 0 | 0 | 4123 | 0 | 0 | 0 | 0 | 0 | 0
1979 | Hibbing | Hibbing Public Utilities Comm | MN | 100% | FALSE | 137734 | 79939.075 | 69780.357 | 10158.718 | 0 | 0 | 0 | 57794.925 | 0 | 67139.4909 | 0 | 0 | 7.4011
1980 | Hutchinson Plant #1 | Hutchinson Utilities Comm | MN | 100% | FALSE | 8513 | 8513 | 0 | 8409.688 | 103.312 | 0 | 0 | 0 | 0 | 4725.62 | 0 | 0 | 0
1982 | Janesville | City of Janesville - (MN) | MN | 100% | FALSE | 13.72 | 13.72 | 0 | 4.38 | 9.34 | 0 | 0 | 0 | 0 | 12.6942 | 0 | 0 | 0
1983 | Kenyon Municipal | Kenyon Municipal Utilities | MN | 100% | FALSE | 13 | 13 | 0 | 0 | 13 | 0 | 0 | 0 | 0 | 54.9467 | 0 | 0 | 0
1985 | Lake Crystal | City of Lake Crystal - (MN) | MN | 100% | FALSE | 32 | 32 | 0 | 0 | 32 | 0 | 0 | 0 | 0 | 8.2339 | 0 | 0 | 0
1987 | Lanesboro | Lanesboro Public Utility Comm | MN | 100% | FALSE | 12 | 6 | 0 | 0 | 6 | 0 | 6 | 0 | 0 | 5.3805 | 0 | 0 | 0
1989 | Litchfield | Litchfield Public Utilities | MN | 100% | FALSE | 351 | 351 | 0 | 89.441 | 261.559 | 0 | 0 | 0 | 0 | 254.3612 | 0 | 0 | 0
1990 | Luverne | City of Luverne - (MN) | MN | 100% | FALSE | 24 | 24 | 0 | 0 | 24 | 0 | 0 | 0 | 0 | 25.2722 | 0 | 0 | 0
1993 | Marshall (MN) | City of Marshall - (MN) | MN | 100% | FALSE | 112 | 112 | 0 | 0 | 112 | 0 | 0 | 0 | 0 | 150.0843 | 0 | 0 | 0
1994 | Melrose | Melrose Public Utilities | MN | 100% | FALSE | 67 | 67 | 0 | 0 | 67 | 0 | 0 | 0 | 0 | 53.1532 | 0 | 0 | 0
1996 | Moose Lake | Moose Lake Water & Light Comm | MN | 100% | FALSE | 103 | 103 | 0 | 0 | 103 | 0 | 0 | 0 | 0 | 78.5884 | 0 | 0 | 0
1997 | Mora | City of Mora - (MN) | MN | 100% | FALSE | 0 | 0 | 0 | 0 | 0 | 0 | 0 | 0 | 0 | 242.5552 | 0 | 0 | 0
1998 | Mountain Lake | City of Mountain Lake - (MN) | MN | 100% | FALSE | 3278 | 32 | 0 | 1.922 | 30.078 | 0 | 0 | 0 | 3246 | 26.6857 | 0 | 0 | 0
1999 | New Prague | New Prague Utilities Comm | MN | 100% | FALSE | 0 | 0 | 0 | 0 | 0 | 0 | 0 | 0 | 0 | 638.8448 | 0 | 0 | 0
2001 | New Ulm | New Ulm Public Utilities Comm | MN | 100% | FALSE | 2749 | 2749 | 0 | 2678 | 71 | 0 | 0 | 0 | 0 | 1050.5361 | 0.193 | 0.68 | 0
2002 | North Branch (MN) | North Branch Water & Light Comm | MN | 100% | FALSE | 208 | 208 | 0 | 0 | 208 | 0 | 0 | 0 | 0 | 161.1715 | 0 | 0 | 0
2003 | Owatonna | City of Owatonna - (MN) | MN | 100% | FALSE | 1048.6 | 1048.6 | 0 | 1048.6 | 0 | 0 | 0 | 0 | 0 | 942.4767 | 0 | 0 | 0
2004 | Preston (MN) | Preston Public Utilities Comm | MN | 100% | FALSE | 90 | 90 | 0 | 72.214 | 17.786 | 0 | 0 | 0 | 0 | 50.8343 | 0 | 0 | 0
2005 | Princeton (MN) | Princeton Public Utils Comm | MN | 100% | FALSE | 223 | 223 | 0 | 0 | 223 | 0 | 0 | 0 | 0 | 396.2846 | 0 | 0 | 0
2007 | Rochester Hydro | Rochester Public Utilities | MN | 100% | FALSE | 11836 | 0 | 0 | 0 | 0 | 0 | 11836 | 0 | 0 | 0 | 0 | 0 | 0
2009 | Redwood Falls | Redwood Falls Public Util Comm | MN | 100% | FALSE | 2921 | 445 | 0 | 351.271 | 93.729 | 0 | 2476 | 0 | 0 | 259.1658 | 0 | 0 | 0
2011 | Sleepy Eye | Sleepy Eye Public Utility Comm | MN | 100% | FALSE | 0 | 0 | 0 | 0 | 0 | 0 | 0 | 0 | 0 | 80.3819 | 0 | 0 | 0
2012 | Springfield (MN) | Springfield Public Utils Comm - (MN) | MN | 100% | FALSE | 10 | 10 | 0 | 0 | 10 | 0 | 0 | 0 | 0 | 6.848 | 0 | 0 | 0
2013 | Spring Valley | Spring Valley Pub Utils Comm | MN | 100% | FALSE | 312.62 | 312.62 | 0 | 0.812 | 311.808 | 0 | 0 | 0 | 0 | 156.9799 | 0 | 0 | 0
2014 | Thief River Falls | City of Thief River Falls | MN | 100% | FALSE | 3566 | 21 | 0 | 0 | 21 | 0 | 3545 | 0 | 0 | 26.0874 | 0 | 0 | 0
2015 | Truman | Truman Public Utilities Comm | MN | 100% | FALSE | 12 | 12 | 0 | 0 | 12 | 0 | 0 | 0 | 0 | 10.598 | 0 | 0 | 0
2018 | Virginia | City of Virginia - (MN) | MN | 100% | FALSE | 130575 | 79839.042 | 50901.464 | 28937.578 | 0 | 0 | 0 | 50735.958 | 0 | 151580.8117 | 0 | 0 | 6.7
2020 | Wells IC | City of Wells - (MN) | MN | 100% | FALSE | 369 | 369 | 0 | 322.317 | 46.683 | 0 | 0 | 0 | 0 | 280.1742 | 0 | 0 | 0
2021 | Westbrook | City of Westbrook | MN | 100% | FALSE | 10 | 10 | 0 | 0 | 10 | 0 | 0 | 0 | 0 | 8.3154 | 0 | 0 | 0
2022 | Willmar | Willmar Municipal Utilities | MN | 100% | FALSE | 29363 | 23100 | 19744.381 | 3355.619 | 0 | 0 | 0 | 0 | 6263 | 14326.3242 | 0 | 0 | 0
2023 | Windom | City of Windom | MN | 100% | FALSE | 15 | 15 | 0 | 0 | 15 | 0 | 0 | 0 | 0 | 8.723 | 0 | 0 | 0
2024 | Worthington | City of Worthington - (MN) | MN | 90.82% | FALSE | 10135.75 | 61 | 0 | 0 | 61 | 0 | 0 | 0 | 10074.75 | 48.8324 | 0 | 0 | 0
2038 | Cambridge CT | Great River Energy | MN | 100% | TRUE | 22024 | 22024 | 0 | 21572.558 | 451.442 | 0 | 0 | 0 | 0 | 15925.1708 | 0.082 | 10.215 | 0
2039 | Elk River | Great River Energy | MN | 100% | TRUE | 170392 | 25008.479 | 0 | 23921.879 | 1086.6 | 0 | 0 | 145383.521 | 0 | 19365.8294 | 0.079 | 5.526 | 0
2042 | Maple Lake | Great River Energy | MN | 100% | TRUE | 260 | 260 | 0 | 0 | 260 | 0 | 0 | 0 | 0 | 330.4953 | 0.003 | 2.506 | 0
2047 | Chevron Oil | Southern | MS | 100% | TRUE | 1062213 | 1062213 | 0 | 1062213 | 0 | 0 | 0 | 0 | 0 | 712338.3116 | 7.77 | 174.565 | 0
2048 | Sweatt | Southern | MS | 100% | TRUE | 3545 | 3545 | 0 | 3545 | 0 | 0 | 0 | 0 | 0 | 3225.0869 | 0 | 11.884 | 0
2049 | Jack Watson | Southern | MS | 100% | TRUE | 1466782 | 1466782 | 0 | 1466782 | 0 | 0 | 0 | 0 | 0 | 1004361.513 | 5.07 | 1630.044 | 0
2050 | Baxter Wilson | Entergy | MS | 100% | TRUE | 634323.97 | 634323.97 | 0 | 634323.97 | 0 | 0 | 0 | 0 | 0 | 426580.938 | 2.646 | 794.407 | 0
2053 | Rex Brown | Entergy | MS | 100% | TRUE | 166746 | 166746 | 0 | 166312 | 434 | 0 | 0 | 0 | 0 | 119694.1499 | 0.767 | 372.672 | 0
2059 | L L Wilkins | Clarksdale Public Utilities | MS | 100% | FALSE | 152 | 152 | 0 | 152 | 0 | 0 | 0 | 0 | 0 | 136.3511 | 0 | 0 | 0
2062 | Henderson | Greenwood Utilities Comm | MS | 100% | FALSE | 9610 | 9610 | 0 | 9346.144 | 263.856 | 0 | 0 | 0 | 0 | 8450.7297 | 0 | 0 | 0
2067 | Yazoo | Public Serv Comm of Yazoo City | MS | 100% | FALSE | 190 | 190 | 0 | 190 | 0 | 0 | 0 | 0 | 0 | 143.306 | 0 | 0 | 0
2068 | Benndale | Cooperative Energy | MS | 100% | FALSE | 755 | 755 | 0 | 755 | 0 | 0 | 0 | 0 | 0 | 849.0824 | 0 | 0 | 0
2070 | Moselle | Cooperative Energy | MS | 100% | FALSE | 912418 | 912418 | 0 | 912418 | 0 | 0 | 0 | 0 | 0 | 486650.119 | 2.457 | 88.171 | 0
2071 | Paulding | Cooperative Energy | MS | 100% | FALSE | 341 | 341 | 0 | 0 | 341 | 0 | 0 | 0 | 0 | 507.7269 | 0 | 0 | 0
2076 | Asbury | Algonquin Power | MO | 100% | FALSE | 987539.999 | 983881.317 | 982391.891 | 0 | 1489.426 | 0 | 0 | 3658.682 | 0 | 1101156.5048 | 908.536 | 886.457 | 0.89
2079 | Hawthorn | Great Plains Energy | MO | 100% | TRUE | 3253038.991 | 3253038.991 | 3151549.4 | 101489.591 | 0 | 0 | 0 | 0 | 0 | 3186611.5 | 1180.167 | 995.265 | 171
2080 | Montrose | Great Plains Energy | MO | 100% | TRUE | 366395.996 | 366395.996 | 362612.43 | 0 | 3783.566 | 0 | 0 | 0 | 0 | 481068.5103 | 1208.217 | 416.425 | 22.9
2081 | Northeast (MO) | Great Plains Energy | MO | 100% | TRUE | 0 | 0 | 0 | 0 | 0 | 0 | 0 | 0 | 0 | 2626.4352 | 0.544 | 21.772 | 0
2082 | Fairgrounds | Ameren | MO | 100% | TRUE | 0 | 0 | 0 | 0 | 0 | 0 | 0 | 0 | 0 | 0 | 1.435 | 3.443 | 0
2083 | Kirksville | Ameren | MO | 100% | TRUE | 5 | 5 | 0 | 5 | 0 | 0 | 0 | 0 | 0 | 7.6562 | 0 | 0 | 0
2090 | Nevada | Great Plains Energy | MO | 100% | TRUE | 0 | 0 | 0 | 0 | 0 | 0 | 0 | 0 | 0 | 91.7137 | 0 | 0 | 0
2092 | Ralph Green | Great Plains Energy | MO | 100% | TRUE | 4273 | 4273 | 0 | 4273 | 0 | 0 | 0 | 0 | 0 | 7262.1439 | 0.039 | 11.255 | 0
2094 | Sibley | Great Plains Energy | MO | 100% | TRUE | 1522272 | 1518928.6 | 1518928.6 | 0 | 0 | 0 | 0 | 3343.4 | 0 | 1673164.483 | 4162.24 | 1603.259 | 20.4
2098 | Lake Road (MO) | Great Plains Energy | MO | 100% | TRUE | 0 | 0 | 0 | 0 | 0 | 0 | 0 | 0 | 0 | 3400.5288 | 3.931 | 16.347 | 0
2099 | Niangua | Sho-Me Power Electric Coop | MO | 100% | FALSE | 166 | 0 | 0 | 0 | 0 | 0 | 166 | 0 | 0 | 0 | 0 | 0 | 0
2103 | Labadie | Ameren | MO | 100% | TRUE | 16146394.611 | 16146394.611 | 16136816 | 0 | 9578.611 | 0 | 0 | 0 | 0 | 17969016.0326 | 33113.709 | 7049.529 | 161.2
2104 | Meramec | Ameren | MO | 100% | TRUE | 929775.996 | 929775.996 | 893738.28 | 36037.716 | 0 | 0 | 0 | 0 | 0 | 1338335.544 | 2896.654 | 1075.362 | 6.9
2106 | Osage Dam | Ameren | MO | 100% | TRUE | 624910 | 0 | 0 | 0 | 0 | 0 | 624910 | 0 | 0 | 0 | 0 | 0 | 0
2107 | Sioux | Ameren | MO | 100% | TRUE | 4978092.001 | 4978092.001 | 4975981.2 | 0 | 2110.801 | 0 | 0 | 0 | 0 | 5896794.5498 | 2722.267 | 5779.643 | 27.1
2108 | Taum Sauk | Ameren | MO | 100% | TRUE | 0 | 0 | 0 | 0 | 0 | 0 | 0 | 0 | 0 | 0 | 0 | 0 | 0
2113 | Albany | City of Albany - (MO) | MO | 100% | FALSE | 0 | 0 | 0 | 0 | 0 | 0 | 0 | 0 | 0 | 0 | 0 | 0 | 0
2115 | Butler Municipal Power Plant | City of Butler - (MO) | MO | 100% | FALSE | 48.02 | 48.02 | 0 | 0 | 48.02 | 0 | 0 | 0 | 0 | 83.4798 | 0 | 0 | 0
2120 | Carrollton | Carrollton Board of Public Wks | MO | 100% | FALSE | 0 | 0 | 0 | 0 | 0 | 0 | 0 | 0 | 0 | 0 | 0 | 0 | 0
2121 | Carthage | City of Carthage - (MO) | MO | 100% | FALSE | 0 | 0 | 0 | 0 | 0 | 0 | 0 | 0 | 0 | 519.022 | 0 | 0 | 0
2122 | Chillicothe | Chillicothe Municipal Utils | MO | 100% | FALSE | 502 | 502 | 0 | 458.036 | 43.964 | 0 | 0 | 0 | 0 | 521.9077 | 0.006 | 2.993 | 0
2123 | Columbia (MO) | City of Columbia - (MO) | MO | 97.65% | FALSE | 22519.7668 | 7166.1358 | 0 | 7149 | 17.1358 | 0 | 0 | 15353.631 | 0 | 6570.6645 | 0.011 | 9.398 | 0
2124 | Stockton Hydro | US Corps of Engineers | MO | 100% | TRUE | 56631 | 0 | 0 | 0 | 0 | 0 | 56631 | 0 | 0 | 0 | 0 | 0 | 0
2125 | Fayette | City of Fayette - (MO) | MO | 100% | FALSE | 0 | 0 | 0 | 0 | 0 | 0 | 0 | 0 | 0 | 0 | 0 | 0 | 0
2126 | Fulton (MO) | City of Fulton - (MO) | MO | 100% | FALSE | 269 | 269 | 0 | 256 | 13 | 0 | 0 | 0 | 0 | 427.1047 | 0 | 0 | 0
2127 | Gallatin (MO) | City of Gallatin - (MO) | MO | 100% | FALSE | 0 | 0 | 0 | 0 | 0 | 0 | 0 | 0 | 0 | 0 | 0 | 0 | 0
2131 | Higginsville | City of Higginsville - (MO) | MO | 100% | FALSE | 841 | 841 | 0 | 805.773 | 35.227 | 0 | 0 | 0 | 0 | 820.4517 | 0.004 | 4.733 | 0
2132 | Blue Valley | City of Independence - (MO) | MO | 100% | FALSE | 6158.346 | 6158.346 | 0 | 6158.346 | 0 | 0 | 0 | 0 | 0 | 3188.243 | 0.016 | 4.188 | 0
2134 | Jackson Square | City of Independence - (MO) | MO | 100% | FALSE | 240 | 240 | 0 | 0 | 240 | 0 | 0 | 0 | 0 | 456.8564 | 0 | 0 | 0
2135 | Station H | City of Independence - (MO) | MO | 100% | FALSE | 4099 | 4099 | 0 | 4090.833 | 8.167 | 0 | 0 | 0 | 0 | 5589.7779 | 0 | 0 | 0
2136 | Station I | City of Independence - (MO) | MO | 100% | FALSE | 442 | 442 | 0 | 0 | 442 | 0 | 0 | 0 | 0 | 925.3706 | 0 | 0 | 0
2137 | Jackson (MO) | City of Jackson - (MO) | MO | 100% | FALSE | 123 | 123 | 0 | 1.829 | 121.171 | 0 | 0 | 0 | 0 | 4630.5981 | 0 | 0 | 0
2138 | Kahoka | City of Kahoka | MO | 100% | FALSE | 9 | 9 | 0 | 0 | 9 | 0 | 0 | 0 | 0 | 10.7611 | 0 | 0 | 0
2139 | Kennett | City of Kennett - (MO) | MO | 100% | FALSE | 2054 | 2054 | 0 | 1990.58 | 63.42 | 0 | 0 | 0 | 0 | 2054.4257 | 0 | 0 | 0
2140 | La Plata | City of La Plata - (MO) | MO | 100% | FALSE | 17 | 17 | 0 | 0 | 17 | 0 | 0 | 0 | 0 | 8.6415 | 0 | 0 | 0
2141 | Macon | City of Macon - (MO) | MO | 100% | FALSE | 0 | 0 | 0 | 0 | 0 | 0 | 0 | 0 | 0 | 0 | 0 | 0 | 0
2142 | Malden | City of Malden - (MO) | MO | 100% | FALSE | 14 | 14 | 0 | 0 | 14 | 0 | 0 | 0 | 0 | 11.9839 | 0 | 0 | 0
2144 | Marshall (MO) | City of Marshall - (MO) | MO | 100% | FALSE | 207 | 207 | 0 | 175.901 | 31.099 | 0 | 0 | 0 | 0 | 165.2391 | 0 | 0 | 0
2145 | Memphis | City of Memphis - (MO) | MO | 100% | FALSE | 0 | 0 | 0 | 0 | 0 | 0 | 0 | 0 | 0 | 0 | 0 | 0 | 0
2146 | Monroe (MO) | City of Monroe City - (MO) | MO | 100% | FALSE | 0 | 0 | 0 | 0 | 0 | 0 | 0 | 0 | 0 | 0 | 0 | 0 | 0
2161 | James River Power Station | City Utilities of Springfield - (MO) | MO | 100% | FALSE | 84169 | 84169 | 0 | 81967.493 | 2201.507 | 0 | 0 | 0 | 0 | 68771.4184 | 0.456 | 84.435 | 0
2164 | Unionville City of | City of Unionville - (MO) | MO | 100% | FALSE | 23 | 23 | 0 | 0 | 23 | 0 | 0 | 0 | 0 | 15.5709 | 0 | 0 | 0
2166 | Table Rock | US Corps of Engineers | MO | 100% | TRUE | 449235 | 0 | 0 | 0 | 0 | 0 | 449235 | 0 | 0 | 0 | 0 | 0 | 0
2167 | New Madrid | Associated Electric Coop | MO | 50% | TRUE | 3798949.4895 | 3798949.4895 | 3797643.3 | 0 | 1306.1895 | 0 | 0 | 0 | 0 | 3912470.6943 | 6774.1815 | 6217.7015 | 15
2168 | Thomas Hill | Associated Electric Coop | MO | 100% | TRUE | 8271436.004 | 8271436.004 | 8267074.2 | 0 | 4361.804 | 0 | 0 | 0 | 0 | 8589428.1189 | 16508.972 | 10357.972 | 69.221
2176 | Glendive GT | MDU Resources | MT | 100% | FALSE | 1953 | 1953 | 0 | 1720.113 | 232.887 | 0 | 0 | 0 | 0 | 1880.0938 | 0.022 | 1.468 | 0
2177 | Miles City GT | MDU Resources | MT | 100% | FALSE | 353 | 353 | 0 | 263.697 | 89.303 | 0 | 0 | 0 | 0 | 443.8781 | 0 | 0 | 0
2181 | Black Eagle | NorthWestern Energy | MT | 100% | FALSE | 126346 | 0 | 0 | 0 | 0 | 0 | 126346 | 0 | 0 | 0 | 0 | 0 | 0
2182 | Cochrane | NorthWestern Energy | MT | 100% | FALSE | 288168 | 0 | 0 | 0 | 0 | 0 | 288168 | 0 | 0 | 0 | 0 | 0 | 0
2185 | Hauser | NorthWestern Energy | MT | 100% | FALSE | 130317 | 0 | 0 | 0 | 0 | 0 | 130317 | 0 | 0 | 0 | 0 | 0 | 0
2186 | Holter | NorthWestern Energy | MT | 100% | FALSE | 299866 | 0 | 0 | 0 | 0 | 0 | 299866 | 0 | 0 | 0 | 0 | 0 | 0
2188 | Selis Ksanka Qlispe | Energy Keepers Inc | MT | 100% | FALSE | 754899 | 0 | 0 | 0 | 0 | 0 | 754899 | 0 | 0 | 0 | 0 | 0 | 0
2191 | Morony | NorthWestern Energy | MT | 100% | FALSE | 289766 | 0 | 0 | 0 | 0 | 0 | 289766 | 0 | 0 | 0 | 0 | 0 | 0
2192 | Mystic | NorthWestern Energy | MT | 100% | FALSE | 61891 | 0 | 0 | 0 | 0 | 0 | 61891 | 0 | 0 | 0 | 0 | 0 | 0
2193 | Rainbow (MT) | NorthWestern Energy | MT | 100% | FALSE | 376048 | 0 | 0 | 0 | 0 | 0 | 376048 | 0 | 0 | 0 | 0 | 0 | 0
2194 | Ryan | NorthWestern Energy | MT | 100% | FALSE | 423168 | 0 | 0 | 0 | 0 | 0 | 423168 | 0 | 0 | 0 | 0 | 0 | 0
2195 | Thompson Falls | NorthWestern Energy | MT | 100% | FALSE | 498356 | 0 | 0 | 0 | 0 | 0 | 498356 | 0 | 0 | 0 | 0 | 0 | 0
2196 | Old Faithful | NorthWestern Energy | WY | 100% | FALSE | 212 | 212 | 0 | 0 | 212 | 0 | 0 | 0 | 0 | 207.2322 | 0 | 0 | 0
2199 | Noxon Rapids | Avista | MT | 100% | TRUE | 1866144 | 0 | 0 | 0 | 0 | 0 | 1866144 | 0 | 0 | 0 | 0 | 0 | 0
2203 | Hungry Horse | US Bureau of Reclamation | MT | 100% | TRUE | 1034475 | 0 | 0 | 0 | 0 | 0 | 1034475 | 0 | 0 | 0 | 0 | 0 | 0
2204 | Yellowtail | US Bureau of Reclamation | MT | 100% | TRUE | 1124349 | 0 | 0 | 0 | 0 | 0 | 1124349 | 0 | 0 | 0 | 0 | 0 | 0
2214 | Ansley | City of Ansley - (NE) | NE | 100% | FALSE | 6 | 6 | 0 | 2.352 | 3.648 | 0 | 0 | 0 | 0 | 6.1679 | 0 | 0 | 0
2215 | Auburn | Auburn Board of Public Works | NE | 100% | FALSE | 149 | 149 | 0 | 105.242 | 43.758 | 0 | 0 | 0 | 0 | 101.8251 | 0 | 0 | 0
2216 | Arnold | Village of Arnold - (NE) | NE | 100% | FALSE | 0 | 0 | 0 | 0 | 0 | 0 | 0 | 0 | 0 | 0 | 0 | 0 | 0
2217 | Beaver City | City of Beaver City - (NE) | NE | 100% | FALSE | 0 | 0 | 0 | 0 | 0 | 0 | 0 | 0 | 0 | 0 | 0 | 0 | 0
2221 | Broken Bow | City of Broken Bow - (NE) | NE | 100% | FALSE | 76 | 76 | 0 | 51.346 | 24.654 | 0 | 0 | 0 | 0 | 24.2309 | 0 | 0 | 0
2222 | Burwell | City of Burwell - (NE) | NE | 100% | FALSE | 22 | 22 | 0 | 0 | 22 | 0 | 0 | 0 | 0 | 18.9134 | 0 | 0 | 0
2223 | Cambridge | City of Cambridge - (NE) | NE | 100% | FALSE | 38 | 38 | 0 | 0 | 38 | 0 | 0 | 0 | 0 | 33.6691 | 0 | 0 | 0
2225 | Campbell Village | Village of Campbell - (NE) | NE | 100% | FALSE | 1 | 1 | 0 | 0 | 1 | 0 | 0 | 0 | 0 | 0.89676 | 0 | 0 | 0
2226 | Canaday | NE Public Power District | NE | 100% | TRUE | 1899 | 1899 | 0 | 1899 | 0 | 0 | 0 | 0 | 0 | 1869.2 | 0.01 | 3.324 | 0
2227 | Jeffrey | Central Nebraska Pub P&I Dist | NE | 100% | FALSE | 114850 | 0 | 0 | 0 | 0 | 0 | 114850 | 0 | 0 | 0 | 0 | 0 | 0
2228 | Johnson 1 | Central Nebraska Pub P&I Dist | NE | 100% | FALSE | 85069 | 0 | 0 | 0 | 0 | 0 | 85069 | 0 | 0 | 0 | 0 | 0 | 0
2229 | Johnson 2 | Central Nebraska Pub P&I Dist | NE | 100% | FALSE | 106778 | 0 | 0 | 0 | 0 | 0 | 106778 | 0 | 0 | 0 | 0 | 0 | 0
2230 | Chappell | City of Chappell - (NE) | NE | 100% | FALSE | 3 | 3 | 0 | 0 | 3 | 0 | 0 | 0 | 0 | 3.9131 | 0 | 0 | 0
2231 | Crete | City of Crete | NE | 100% | FALSE | 202 | 202 | 0 | 187.335 | 14.665 | 0 | 0 | 0 | 0 | 143.8966 | 0 | 0 | 0
2232 | Curtis | City of Curtis - (NE) | NE | 100% | FALSE | 2 | 2 | 0 | 1.972 | 0.028 | 0 | 0 | 0 | 0 | 123.1106 | 0 | 0 | 0
2233 | David City | City of David City | NE | 100% | FALSE | 87 | 87 | 0 | 22.237 | 64.763 | 0 | 0 | 0 | 0 | 69.1349 | 0 | 0 | 0
2234 | Deshler | City of Deshler - (NE) | NE | 100% | FALSE | 13 | 13 | 0 | 0 | 13 | 0 | 0 | 0 | 0 | 1.3859 | 0 | 0 | 0
2235 | Emerson | City of Emerson - (NE) | NE | 100% | FALSE | 8 | 8 | 0 | 5.081 | 2.919 | 0 | 0 | 0 | 0 | 6.2785 | 0 | 0 | 0
2237 | Falls City | City of Falls City - (NE) | NE | 100% | FALSE | 0 | 0 | 0 | 0 | 0 | 0 | 0 | 0 | 0 | 0 | 0 | 0 | 0
2238 | Franklin (NE) | City of Franklin - (NE) | NE | 100% | FALSE | 23 | 23 | 0 | 21.249 | 1.751 | 0 | 0 | 0 | 0 | 18.3795 | 0 | 0 | 0
2240 | Lon Wright | City of Fremont - (NE) | NE | 100% | FALSE | 455069.002 | 455069.002 | 441438.48 | 13630.522 | 0 | 0 | 0 | 0 | 0 | 585792.3604 | 615.391 | 418.522 | 24.027
2241 | C W Burdick | City of Grand Island - (NE) | NE | 100% | FALSE | 0 | 0 | 0 | 0 | 0 | 0 | 0 | 0 | 0 | 4646.7441 | 0.022 | 1.211 | 0
2243 | Don Henry | City of Hastings - (NE) | NE | 100% | FALSE | 0 | 0 | 0 | 0 | 0 | 0 | 0 | 0 | 0 | 90.3553 | 0 | 0 | 0
2244 | North Denver | City of Hastings - (NE) | NE | 100% | FALSE | 0 | 0 | 0 | 0 | 0 | 0 | 0 | 0 | 0 | 851.7124 | 0 | 0 | 0
2248 | Kimball | City of Kimball - (NE) | NE | 100% | FALSE | 52 | 52 | 0 | 0 | 52 | 0 | 0 | 0 | 0 | 48.1803 | 0 | 0 | 0
2249 | Laurel | City of Laurel - (NE) | NE | 100% | FALSE | 9 | 9 | 0 | 8.746 | 0.254 | 0 | 0 | 0 | 0 | 57.5712 | 0 | 0 | 0
2250 | J Street | Lincoln Electric System | NE | 100% | FALSE | 172 | 172 | 0 | 52.719 | 119.281 | 0 | 0 | 0 | 0 | 260.871 | 0.265 | 1.885 | 0
2253 | Lyons | City of Lyons - (NE) | NE | 100% | FALSE | 4.9 | 4.9 | 0 | 0 | 4.9 | 0 | 0 | 0 | 0 | 11.5763 | 0 | 0 | 0
2255 | Nebraska City # 1 | City of Nebraska City | NE | 100% | FALSE | 0 | 0 | 0 | 0 | 0 | 0 | 0 | 0 | 0 | 302.1664 | 0 | 0 | 0
2256 | Syracuse # 2 | City of Nebraska City | NE | 100% | FALSE | 0 | 0 | 0 | 0 | 0 | 0 | 0 | 0 | 0 | 22.134 | 0 | 0 | 0
2260 | Columbus | Loup River Public Power Dist | NE | 100% | FALSE | 134696 | 0 | 0 | 0 | 0 | 0 | 134696 | 0 | 0 | 0 | 0 | 0 | 0
2265 | Hallam | NE Public Power District | NE | 100% | TRUE | 2455 | 2455 | 0 | 2181.661 | 273.339 | 0 | 0 | 0 | 0 | 2210.2302 | 0.998 | 13.648 | 0
2266 | Hebron | NE Public Power District | NE | 100% | TRUE | 164 | 164 | 0 | 0 | 164 | 0 | 0 | 0 | 0 | 242.6133 | 0.75 | 1.799 | 0
2268 | Kearney | NE Public Power District | NE | 100% | TRUE | 237 | 0 | 0 | 0 | 0 | 0 | 237 | 0 | 0 | 0 | 0 | 0 | 0
2271 | McCook | NE Public Power District | NE | 100% | TRUE | 291 | 291 | 0 | 0 | 291 | 0 | 0 | 0 | 0 | 310.033 | 1.034 | 2.479 | 0
2273 | Monroe (NE) | Loup River Public Power Dist | NE | 100% | FALSE | 29199 | 0 | 0 | 0 | 0 | 0 | 29199 | 0 | 0 | 0 | 0 | 0 | 0
2274 | North Platte | NE Public Power District | NE | 100% | TRUE | 108009 | 0 | 0 | 0 | 0 | 0 | 108009 | 0 | 0 | 0 | 0 | 0 | 0
2277 | Sheldon | NE Public Power District | NE | 100% | TRUE | 697504.999 | 697504.999 | 694969.11 | 2535.889 | 0 | 0 | 0 | 0 | 0 | 877293.955 | 1960.939 | 1399.147 | 3
2278 | Spencer Hydro | NE Public Power District | NE | 100% | TRUE | 11015 | 0 | 0 | 0 | 0 | 0 | 11015 | 0 | 0 | 0 | 0 | 0 | 0
2290 | Jones Street | Omaha Public Power District | NE | 100% | TRUE | 80 | 80 | 0 | 0 | 80 | 0 | 0 | 0 | 0 | 991.1599 | 0.642 | 15.279 | 0
2291 | North Omaha | Omaha Public Power District | NE | 100% | TRUE | 1912218.968 | 1912218.968 | 1863343.7 | 48875.268 | 0 | 0 | 0 | 0 | 0 | 2221834.468 | 7896.905 | 3639.097 | 14
2292 | Sarpy County | Omaha Public Power District | NE | 100% | TRUE | 79659 | 79659 | 0 | 79181.525 | 477.475 | 0 | 0 | 0 | 0 | 60910.0357 | 2.219 | 272.797 | 0
2294 | Ord | City of Ord - (NE) | NE | 100% | FALSE | 167 | 167 | 0 | 15.209 | 151.791 | 0 | 0 | 0 | 0 | 134.2202 | 0 | 0 | 0
2295 | Oxford (NE) | Village of Oxford - (NE) | NE | 100% | FALSE | 24 | 24 | 0 | 21.776 | 2.224 | 0 | 0 | 0 | 0 | 20.2944 | 0 | 0 | 0
2296 | Pender | City of Pender - (NE) | NE | 100% | FALSE | 2 | 2 | 0 | 0.186 | 1.814 | 0 | 0 | 0 | 0 | 23.4616 | 0 | 0 | 0
2297 | Plainview Muncipal Power | City of Plainview - (NE) | NE | 100% | FALSE | 24 | 24 | 0 | 0 | 24 | 0 | 0 | 0 | 0 | 17.446 | 0 | 0 | 0
2299 | Red Cloud | City of Red Cloud - (NE) | NE | 100% | FALSE | 63 | 63 | 0 | 0 | 63 | 0 | 0 | 0 | 0 | 61.6316 | 0 | 0 | 0
2300 | Sargent | City of Sargent - (NE) | NE | 100% | FALSE | 2 | 2 | 0 | 0 | 2 | 0 | 0 | 0 | 0 | 0.48914 | 0 | 0 | 0
2302 | Sidney (NE) | City of Sidney - (NE) | NE | 100% | FALSE | 19 | 19 | 0 | 0 | 19 | 0 | 0 | 0 | 0 | 19.6471 | 0 | 0 | 0
2303 | Spalding | Village of Spalding - (NE) | NE | 100% | FALSE | 246 | 4 | 0 | 0 | 4 | 0 | 242 | 0 | 0 | 3.9131 | 0 | 0 | 0
2305 | Stuart (NE) | City of Stuart - (NE) | NE | 100% | FALSE | 12 | 12 | 0 | 2.461 | 9.539 | 0 | 0 | 0 | 0 | 14.5078 | 0 | 0 | 0
2308 | Tecumseh | City of Tecumseh | NE | 100% | FALSE | 471 | 471 | 0 | 284.429 | 186.571 | 0 | 0 | 0 | 0 | 374.5806 | 0 | 0 | 0
2310 | Wahoo | City of Wahoo - (NE) | NE | 100% | FALSE | 55 | 55 | 0 | 46.955 | 8.045 | 0 | 0 | 0 | 0 | 34.726 | 0 | 0 | 0
2311 | Wakefield | City of Wakefield - (NE) | NE | 100% | FALSE | 25 | 25 | 0 | 0 | 25 | 0 | 0 | 0 | 0 | 18.4243 | 0 | 0 | 0
2312 | Wayne IC | City of Wayne | NE | 100% | FALSE | 283 | 283 | 0 | 0 | 283 | 0 | 0 | 0 | 0 | 245.4666 | 0 | 0 | 0
2313 | West Point Municipal | City of West Point - (NE) | NE | 100% | FALSE | 46 | 46 | 0 | 22.774 | 23.226 | 0 | 0 | 0 | 0 | 37.7437 | 0 | 0 | 0
2315 | Wilber | City of Wilber | NE | 100% | FALSE | 2 | 2 | 0 | 0 | 2 | 0 | 0 | 0 | 0 | 11.3317 | 0 | 0 | 0
2316 | Wisner | City of Wisner | NE | 100% | FALSE | 21 | 21 | 0 | 0 | 21 | 0 | 0 | 0 | 0 | 22.8265 | 0 | 0 | 0
2322 | Clark (NVE) | Berkshire Hathaway Energy | NV | 100% | TRUE | 843904 | 843904 | 0 | 843904 | 0 | 0 | 0 | 0 | 0 | 233448.844 | 1.179 | 48.626 | 0
2330 | Fort Churchill | Berkshire Hathaway Energy | NV | 100% | TRUE | 380374 | 380374 | 0 | 380374 | 0 | 0 | 0 | 0 | 0 | 269574.587 | 1.361 | 289.09 | 0
2336 | Tracy | Berkshire Hathaway Energy | NV | 100% | TRUE | 3903350 | 3903350 | 0 | 3903350 | 0 | 0 | 0 | 0 | 0 | 1828504.554 | 9.23 | 333.331 | 0
2349 | Comerford | ArcLight Capital | NH | 100% | TRUE | 379605 | 0 | 0 | 0 | 0 | 0 | 379605 | 0 | 0 | 0 | 0 | 0 | 0
2351 | S C Moore | ArcLight Capital | NH | 100% | TRUE | 317125 | 0 | 0 | 0 | 0 | 0 | 317125 | 0 | 0 | 0 | 0 | 0 | 0
2352 | Vernon Dam | ArcLight Capital | VT | 100% | TRUE | 152349 | 0 | 0 | 0 | 0 | 0 | 152349 | 0 | 0 | 0 | 0 | 0 | 0
2353 | Wilder | ArcLight Capital | VT | 100% | TRUE | 165472 | 0 | 0 | 0 | 0 | 0 | 165472 | 0 | 0 | 0 | 0 | 0 | 0
2354 | Amoskeag | Eversource | NH | 100% | FALSE | 90894 | 0 | 0 | 0 | 0 | 0 | 90894 | 0 | 0 | 0 | 0 | 0 | 0
2355 | Ayers Island | Eversource | NH | 100% | FALSE | 44562 | 0 | 0 | 0 | 0 | 0 | 44562 | 0 | 0 | 0 | 0 | 0 | 0
2356 | Eastman Falls | Eversource | NH | 100% | FALSE | 28209 | 0 | 0 | 0 | 0 | 0 | 28209 | 0 | 0 | 0 | 0 | 0 | 0
2357 | Garvins Falls | Eversource | NH | 100% | FALSE | 32714 | 0 | 0 | 0 | 0 | 0 | 32714 | 0 | 0 | 0 | 0 | 0 | 0
2358 | Gorham | Eversource | NH | 100% | FALSE | 9958 | 0 | 0 | 0 | 0 | 0 | 9958 | 0 | 0 | 0 | 0 | 0 | 0
2359 | Hooksett | Eversource | NH | 100% | FALSE | 7773 | 0 | 0 | 0 | 0 | 0 | 7773 | 0 | 0 | 0 | 0 | 0 | 0
2360 | Jackman | Eversource | NH | 100% | FALSE | 10415 | 0 | 0 | 0 | 0 | 0 | 10415 | 0 | 0 | 0 | 0 | 0 | 0
2362 | Lost Nation | Eversource | NH | 100% | FALSE | 459 | 459 | 0 | 0 | 459 | 0 | 0 | 0 | 0 | 746.0194 | 0 | 0 | 0
2364 | Merrimack | Eversource | NH | 100% | FALSE | 238241.004 | 238241.004 | 235777.15 | 0 | 2463.854 | 0 | 0 | 0 | 0 | 291418.5776 | 143.588 | 406.115 | 1.2
2367 | Schiller | Eversource | NH | 100% | FALSE | 351433.001 | 60589.981 | 51503.922 | 878.993 | 8207.066 | 0 | 0 | 290843.02 | 0 | 95433.6326 | 262.576 | 265.987 | 0
2368 | Smith (NH) | Eversource | NH | 100% | FALSE | 115523 | 0 | 0 | 0 | 0 | 0 | 115523 | 0 | 0 | 0 | 0 | 0 | 0
2369 | White Lake | Eversource | NH | 100% | FALSE | 500 | 500 | 0 | 0 | 500 | 0 | 0 | 0 | 0 | 616.5257 | 0 | 0 | 0
2378 | B L England | Rockland Capital | NJ | 100% | FALSE | 21713 | 21713 | 21100.293 | 0 | 612.707 | 0 | 0 | 0 | 0 | 25171.8715 | 26.197 | 48.252 | 0
2379 | Carlls Corner | Calpine | NJ | 100% | TRUE | 9673 | 9673 | 0 | 9360.824 | 312.176 | 0 | 0 | 0 | 0 | 9583.4748 | 0.243 | 85.926 | 0
2388 | Oyster Creek | Exelon | NJ | 100% | TRUE | 5430191 | 0 | 0 | 0 | 0 | 5430191 | 0 | 0 | 0 | 0 | 0 | 0 | 0
2390 | Sayreville | NRG | NJ | 100% | TRUE | 0 | 0 | 0 | 0 | 0 | 0 | 0 | 0 | 0 | 1683.1 | 0.887 | 1.894 | 0
2393 | Gilbert | NRG | NJ | 100% | TRUE | 9151 | 9151 | 0 | 8934.127 | 216.873 | 0 | 0 | 0 | 0 | 12657.3726 | 0.133 | 3.87 | 0
2398 | Bergen Generating Station | PSEG | NJ | 100% | TRUE | 3468150.977 | 3468150.977 | 0 | 3449757.4 | 18393.577 | 0 | 0 | 0 | 0 | 1549205.3167 | 7.991 | 214.425 | 0
2399 | PSEG Burlington Generating Station | PSEG | NJ | 100% | TRUE | 15044 | 15044 | 0 | 13940.834 | 1103.166 | 0 | 0 | 0 | 0 | 10428.003 | 0.059 | 9.323 | 0
2401 | PSEG Essex Generating Station | PSEG | NJ | 100% | TRUE | 5925 | 5925 | 0 | 5778.107 | 146.893 | 0 | 0 | 0 | 0 | 5170.305 | 0.031 | 2.725 | 0
2404 | PSEG Kearny Generating Station | PSEG | NJ | 100% | TRUE | 238891.998 | 238891.998 | 0 | 236902.42 | 1989.578 | 0 | 0 | 0 | 0 | 150397.6733 | 0.959 | 42.262 | 0
2406 | PSEG Linden Generating Station | PSEG | NJ | 100% | TRUE | 4909400.037 | 4909400.037 | 0 | 4903528.728 | 5871.309 | 0 | 0 | 0 | 0 | 2119336.9404 | 10.795 | 127.537 | 0
2411 | PSEG Sewaren Generating Station | PSEG | NJ | 100% | TRUE | 16410 | 16410 | 0 | 16410 | 0 | 0 | 0 | 0 | 0 | 26908.43 | 0.14 | 80.116 | 0
2434 | Howard Down | City of Vineland - (NJ) | NJ | 100% | FALSE | 110020 | 110020 | 0 | 110020 | 0 | 0 | 0 | 0 | 0 | 64791.432 | 0.327 | 9.339 | 0
2444 | Rio Grande | El Paso Electric | NM | 100% | TRUE | 828485 | 828485 | 0 | 828485 | 0 | 0 | 0 | 0 | 0 | 575230.142 | 2.904 | 807.848 | 0
2446 | Maddox | Xcel | NM | 100% | TRUE | 381807 | 381807 | 0 | 381807 | 0 | 0 | 0 | 0 | 0 | 253359.0925 | 1.214 | 278.94 | 0
2450 | Reeves | PNM Resources | NM | 100% | TRUE | 86810 | 86810 | 0 | 86810 | 0 | 0 | 0 | 0 | 0 | 68085.88 | 0.343 | 137.286 | 0
2454 | Cunningham | Xcel | NM | 100% | TRUE | 877677 | 877677 | 0 | 877677 | 0 | 0 | 0 | 0 | 0 | 592128.34 | 2.935 | 626.264 | 0
2465 | Animas | City of Farmington - (NM) | NM | 100% | FALSE | 11923 | 11809 | 0 | 11809 | 0 | 0 | 114 | 0 | 0 | 9154.2861 | 0 | 0 | 0
2481 | Dashville | Fortis | NY | 100% | TRUE | 14288 | 0 | 0 | 0 | 0 | 0 | 14288 | 0 | 0 | 0 | 0 | 0 | 0
2485 | South Cairo | Fortis | NY | 100% | TRUE | 59 | 59 | 0 | 0 | 59 | 0 | 0 | 0 | 0 | 75.4306 | 0 | 0 | 0
2486 | Sturgeon | Fortis | NY | 100% | TRUE | 34202 | 0 | 0 | 0 | 0 | 0 | 34202 | 0 | 0 | 0 | 0 | 0 | 0
2487 | West Coxsackie | Fortis | NY | 100% | TRUE | 405 | 405 | 0 | 405 | 0 | 0 | 0 | 0 | 0 | 317.8799 | 0 | 0 | 0
2493 | East River | ConEdison | NY | 100% | FALSE | 3093060.012 | 3093060.012 | 0 | 3068975.44 | 24084.572 | 0 | 0 | 0 | 0 | 1456815.579 | 75.036 | 685.043 | 0
2494 | Gowanus Gas Turbines Generating | ArcLight Capital | NY | 100% | TRUE | 7034 | 7034 | 0 | 4945.133 | 2088.867 | 0 | 0 | 0 | 0 | 8282.8678 | 0 | 15.986 | 0
2496 | Hudson Avenue | ConEdison | NY | 100% | FALSE | 2104 | 2104 | 0 | 0 | 2104 | 0 | 0 | 0 | 0 | 3132.4291 | 0 | 28.905 | 0
2497 | Indian Point 2 | Entergy | NY | 100% | TRUE | 8350154 | 0 | 0 | 0 | 0 | 8350154 | 0 | 0 | 0 | 0 | 0 | 0 | 0
2499 | Narrows Gas Turbines Generating | ArcLight Capital | NY | 100% | TRUE | 24054 | 24054 | 0 | 23961.504 | 92.496 | 0 | 0 | 0 | 0 | 24626.5751 | 0 | 66.563 | 0
2500 | Ravenswood | LS Power | NY | 100% | TRUE | 3001677.114 | 3001677.114 | 0 | 2970878.501 | 30798.613 | 0 | 0 | 0 | 0 | 1695811.2379 | 60.452 | 774.672 | 0
2503 | 59th Street | ConEdison | NY | 100% | FALSE | 93 | 93 | 0 | 93 | 0 | 0 | 0 | 0 | 0 | 111.8044 | 0 | 228.918 | 0
2504 | 74th Street | ConEdison | NY | 100% | FALSE | 504 | 504 | 0 | 0 | 504 | 0 | 0 | 0 | 0 | 542.2939 | 22.245 | 135.308 | 0
2511 | E F Barrett | National Grid | NY | 100% | FALSE | 1357596.04 | 1357596.04 | 0 | 1338259.63 | 19336.41 | 0 | 0 | 0 | 0 | 906898.0447 | 41.391 | 770.803 | 0
2512 | East Hampton | National Grid | NY | 100% | FALSE | 7624 | 7624 | 0 | 0 | 7624 | 0 | 0 | 0 | 0 | 8450.7837 | 0 | 25.332 | 0
2514 | Glenwood | National Grid | NY | 100% | FALSE | 755 | 755 | 0 | 0 | 755 | 0 | 0 | 0 | 0 | 1442.8 | 0.015 | 4.684 | 0
2516 | Northport | National Grid | NY | 100% | FALSE | 1627520.029 | 1627520.029 | 0 | 1528796.7 | 98723.329 | 0 | 0 | 0 | 0 | 1065564.9999 | 284.051 | 555.856 | 0
2517 | Port Jefferson | National Grid | NY | 100% | FALSE | 241195.998 | 241195.998 | 0 | 202674.796 | 38521.202 | 0 | 0 | 0 | 0 | 177652.8713 | 83.024 | 103.022 | 0
2518 | Shoreham | National Grid | NY | 100% | FALSE | 720 | 720 | 0 | 0 | 720 | 0 | 0 | 0 | 0 | 1206.2183 | 0 | 0 | 0
2519 | South Hampton | National Grid | NY | 100% | FALSE | 951 | 951 | 0 | 0 | 951 | 0 | 0 | 0 | 0 | 2149.9317 | 0 | 0 | 0
2520 | Southold | National Grid | NY | 100% | FALSE | 141 | 141 | 0 | 0 | 141 | 0 | 0 | 0 | 0 | 2231.3734 | 0 | 0 | 0
2521 | West Babylon | National Grid | NY | 100% | FALSE | 732 | 732 | 0 | 0 | 732 | 0 | 0 | 0 | 0 | 1229.8 | 0.013 | 3.681 | 0
2522 | Cadyville | Avangrid | NY | 100% | TRUE | 28173 | 0 | 0 | 0 | 0 | 0 | 28173 | 0 | 0 | 0 | 0 | 0 | 0
2527 | Greenidge Generation LLC | Greenidge Generation Holdings LLC | NY | 100% | FALSE | 167143 | 167143 | 0 | 167143 | 0 | 0 | 0 | 0 | 0 | 107845.3823 | 0.617 | 170.258 | 0
2528 | Harris Lake | Avangrid | NY | 100% | TRUE | 31 | 31 | 0 | 0 | 31 | 0 | 0 | 0 | 0 | 118.6979 | 0 | 0 | 0
2530 | High Falls - Saranac NY | Avangrid | NY | 100% | TRUE | 58670 | 0 | 0 | 0 | 0 | 0 | 58670 | 0 | 0 | 0 | 0 | 0 | 0
2532 | Kent Falls | Avangrid | NY | 100% | TRUE | 12704 | 0 | 0 | 0 | 0 | 0 | 12704 | 0 | 0 | 0 | 0 | 0 | 0
2535 | Cayuga Operating Company | Cayuga Operating Company, LLC | NY | 100% | FALSE | 224302.003 | 224302.003 | 220762.94 | 0 | 3539.063 | 0 | 0 | 0 | 0 | 274160.762 | 505.725 | 310.401 | 0.7817
2539 | Bethlehem Energy Center | PSEG | NY | 100% | TRUE | 5303719 | 5303719 | 0 | 5303719 | 0 | 0 | 0 | 0 | 0 | 2179725.393 | 11.004 | 122.589 | 0
2540 | Allens Falls | Brookfield | NY | 100% | TRUE | 17329 | 0 | 0 | 0 | 0 | 0 | 17329 | 0 | 0 | 0 | 0 | 0 | 0
2543 | Beardslee | Brookfield | NY | 100% | TRUE | 60932 | 0 | 0 | 0 | 0 | 0 | 60932 | 0 | 0 | 0 | 0 | 0 | 0
2544 | Belfort | Brookfield | NY | 100% | TRUE | 12917 | 0 | 0 | 0 | 0 | 0 | 12917 | 0 | 0 | 0 | 0 | 0 | 0
2545 | Bennetts Bridge | Brookfield | NY | 100% | TRUE | 114169 | 0 | 0 | 0 | 0 | 0 | 114169 | 0 | 0 | 0 | 0 | 0 | 0
2546 | Black River | Brookfield | NY | 100% | TRUE | 37924 | 0 | 0 | 0 | 0 | 0 | 37924 | 0 | 0 | 0 | 0 | 0 | 0
2547 | Blake | Brookfield | NY | 100% | TRUE | 75858 | 0 | 0 | 0 | 0 | 0 | 75858 | 0 | 0 | 0 | 0 | 0 | 0
2548 | Browns Falls | Brookfield | NY | 100% | TRUE | 70913 | 0 | 0 | 0 | 0 | 0 | 70913 | 0 | 0 | 0 | 0 | 0 | 0
2550 | Chasm | Brookfield | NY | 100% | TRUE | 21079 | 0 | 0 | 0 | 0 | 0 | 21079 | 0 | 0 | 0 | 0 | 0 | 0
2551 | Colton | Brookfield | NY | 100% | TRUE | 225661 | 0 | 0 | 0 | 0 | 0 | 225661 | 0 | 0 | 0 | 0 | 0 | 0
2552 | Deferiet | Brookfield | NY | 100% | TRUE | 68224 | 0 | 0 | 0 | 0 | 0 | 68224 | 0 | 0 | 0 | 0 | 0 | 0
2555 | Eagle | Brookfield | NY | 100% | TRUE | 37920 | 0 | 0 | 0 | 0 | 0 | 37920 | 0 | 0 | 0 | 0 | 0 | 0
2556 | Eel Weir | Brookfield | NY | 100% | TRUE | 10619 | 0 | 0 | 0 | 0 | 0 | 10619 | 0 | 0 | 0 | 0 | 0 | 0
2557 | Effley | Brookfield | NY | 100% | TRUE | 19217 | 0 | 0 | 0 | 0 | 0 | 19217 | 0 | 0 | 0 | 0 | 0 | 0
2559 | Elmer | Brookfield | NY | 100% | TRUE | 13189 | 0 | 0 | 0 | 0 | 0 | 13189 | 0 | 0 | 0 | 0 | 0 | 0
2560 | Ephratah | Brookfield | NY | 100% | TRUE | 7574 | 0 | 0 | 0 | 0 | 0 | 7574 | 0 | 0 | 0 | 0 | 0 | 0
2561 | East Norfolk | Brookfield | NY | 100% | TRUE | 10801 | 0 | 0 | 0 | 0 | 0 | 10801 | 0 | 0 | 0 | 0 | 0 | 0
2562 | Five Falls | Brookfield | NY | 100% | TRUE | 122148 | 0 | 0 | 0 | 0 | 0 | 122148 | 0 | 0 | 0 | 0 | 0 | 0
2563 | Flat Rock | Brookfield | NY | 100% | TRUE | 24217 | 0 | 0 | 0 | 0 | 0 | 24217 | 0 | 0 | 0 | 0 | 0 | 0
2564 | Franklin (NY) | Brookfield | NY | 100% | TRUE | 12481 | 0 | 0 | 0 | 0 | 0 | 12481 | 0 | 0 | 0 | 0 | 0 | 0
2566 | Fulton Hydro | Brookfield | NY | 100% | TRUE | 0 | 0 | 0 | 0 | 0 | 0 | 0 | 0 | 0 | 0 | 0 | 0 | 0
2568 | Glenwood Hydro | Brookfield | NY | 100% | TRUE | 9285 | 0 | 0 | 0 | 0 | 0 | 9285 | 0 | 0 | 0 | 0 | 0 | 0
2569 | Granby | Brookfield | NY | 100% | TRUE | 51425 | 0 | 0 | 0 | 0 | 0 | 51425 | 0 | 0 | 0 | 0 | 0 | 0
2571 | Hannawa | Brookfield | NY | 100% | TRUE | 56211 | 0 | 0 | 0 | 0 | 0 | 56211 | 0 | 0 | 0 | 0 | 0 | 0
2572 | Herrings | Brookfield | NY | 100% | TRUE | 23241 | 0 | 0 | 0 | 0 | 0 | 23241 | 0 | 0 | 0 | 0 | 0 | 0
2573 | Heuvelton | Brookfield | NY | 100% | TRUE | 4070 | 0 | 0 | 0 | 0 | 0 | 4070 | 0 | 0 | 0 | 0 | 0 | 0
2574 | High Dam | Oswego City of | NY | 100% | FALSE | 43257 | 0 | 0 | 0 | 0 | 0 | 43257 | 0 | 0 | 0 | 0 | 0 | 0
2575 | High Falls - Croghan NY | Brookfield | NY | 100% | TRUE | 35027 | 0 | 0 | 0 | 0 | 0 | 35027 | 0 | 0 | 0 | 0 | 0 | 0
2576 | Higley | Brookfield | NY | 100% | TRUE | 42251 | 0 | 0 | 0 | 0 | 0 | 42251 | 0 | 0 | 0 | 0 | 0 | 0
2578 | Hydraulic Race | Brookfield | NY | 100% | TRUE | 9313 | 0 | 0 | 0 | 0 | 0 | 9313 | 0 | 0 | 0 | 0 | 0 | 0
2579 | Inghams | Brookfield | NY | 100% | TRUE | 30024 | 0 | 0 | 0 | 0 | 0 | 30024 | 0 | 0 | 0 | 0 | 0 | 0
2580 | Johnsonville Dam | Brookfield | NY | 100% | TRUE | 6689 | 0 | 0 | 0 | 0 | 0 | 6689 | 0 | 0 | 0 | 0 | 0 | 0
2581 | Kamargo | Brookfield | NY | 100% | TRUE | 24381 | 0 | 0 | 0 | 0 | 0 | 24381 | 0 | 0 | 0 | 0 | 0 | 0
2582 | Lighthouse Hill | Brookfield | NY | 100% | TRUE | 29404 | 0 | 0 | 0 | 0 | 0 | 29404 | 0 | 0 | 0 | 0 | 0 | 0
2583 | Macomb | Brookfield | NY | 100% | TRUE | 6266 | 0 | 0 | 0 | 0 | 0 | 6266 | 0 | 0 | 0 | 0 | 0 | 0
2586 | Minetto | Brookfield | NY | 100% | TRUE | 37725 | 0 | 0 | 0 | 0 | 0 | 37725 | 0 | 0 | 0 | 0 | 0 | 0
2588 | Moshier | Brookfield | NY | 100% | TRUE | 46999 | 0 | 0 | 0 | 0 | 0 | 46999 | 0 | 0 | 0 | 0 | 0 | 0
2590 | Norfolk | Brookfield | NY | 100% | TRUE | 31355 | 0 | 0 | 0 | 0 | 0 | 31355 | 0 | 0 | 0 | 0 | 0 | 0
2591 | Norwood | Brookfield | NY | 100% | TRUE | 14335 | 0 | 0 | 0 | 0 | 0 | 14335 | 0 | 0 | 0 | 0 | 0 | 0
2594 | Oswego Harbor Power | NRG | NY | 100% | TRUE | 39673 | 39673 | 0 | 2263.152 | 37409.848 | 0 | 0 | 0 | 0 | 35642.412 | 100.846 | 47.534 | 0
2595 | Oswego Falls East | Brookfield | NY | 100% | TRUE | 27497 | 0 | 0 | 0 | 0 | 0 | 27497 | 0 | 0 | 0 | 0 | 0 | 0
2596 | Oswego Falls West | Brookfield | NY | 100% | TRUE | 12219 | 0 | 0 | 0 | 0 | 0 | 12219 | 0 | 0 | 0 | 0 | 0 | 0
2597 | Parishville | Brookfield | NY | 100% | TRUE | 17643 | 0 | 0 | 0 | 0 | 0 | 17643 | 0 | 0 | 0 | 0 | 0 | 0
2598 | Piercefield | Brookfield | NY | 100% | TRUE | 19065 | 0 | 0 | 0 | 0 | 0 | 19065 | 0 | 0 | 0 | 0 | 0 | 0
2599 | Prospect | Brookfield | NY | 100% | TRUE | 88067 | 0 | 0 | 0 | 0 | 0 | 88067 | 0 | 0 | 0 | 0 | 0 | 0
2600 | Rainbow Falls Hydro | Brookfield | NY | 100% | TRUE | 125871 | 0 | 0 | 0 | 0 | 0 | 125871 | 0 | 0 | 0 | 0 | 0 | 0
2601 | Raymondville | Brookfield | NY | 100% | TRUE | 13044 | 0 | 0 | 0 | 0 | 0 | 13044 | 0 | 0 | 0 | 0 | 0 | 0
2604 | South Edwards | Brookfield | NY | 100% | TRUE | 25063 | 0 | 0 | 0 | 0 | 0 | 25063 | 0 | 0 | 0 | 0 | 0 | 0
2605 | School Street | Brookfield | NY | 100% | TRUE | 164687 | 0 | 0 | 0 | 0 | 0 | 164687 | 0 | 0 | 0 | 0 | 0 | 0
2606 | Schaghticoke | Brookfield | NY | 100% | TRUE | 52644 | 0 | 0 | 0 | 0 | 0 | 52644 | 0 | 0 | 0 | 0 | 0 | 0
2607 | Schuylerville | Brookfield | NY | 100% | TRUE | 6740 | 0 | 0 | 0 | 0 | 0 | 6740 | 0 | 0 | 0 | 0 | 0 | 0
2608 | Sewalls | Brookfield | NY | 100% | TRUE | 14004 | 0 | 0 | 0 | 0 | 0 | 14004 | 0 | 0 | 0 | 0 | 0 | 0
2609 | Sherman Island | Brookfield | NY | 100% | TRUE | 206642 | 0 | 0 | 0 | 0 | 0 | 206642 | 0 | 0 | 0 | 0 | 0 | 0
2610 | Soft Maple | Brookfield | NY | 100% | TRUE | 51188 | 0 | 0 | 0 | 0 | 0 | 51188 | 0 | 0 | 0 | 0 | 0 | 0
2611 | South Colton | Brookfield | NY | 100% | TRUE | 104181 | 0 | 0 | 0 | 0 | 0 | 104181 | 0 | 0 | 0 | 0 | 0 | 0
2612 | Spier Falls | Brookfield | NY | 100% | TRUE | 263682 | 0 | 0 | 0 | 0 | 0 | 263682 | 0 | 0 | 0 | 0 | 0 | 0
2613 | Stark | Brookfield | NY | 100% | TRUE | 116919 | 0 | 0 | 0 | 0 | 0 | 116919 | 0 | 0 | 0 | 0 | 0 | 0
2614 | Stewarts Bridge | Brookfield | NY | 100% | TRUE | 159121 | 0 | 0 | 0 | 0 | 0 | 159121 | 0 | 0 | 0 | 0 | 0 | 0
2616 | Sugar Island | Brookfield | NY | 100% | TRUE | 31828 | 0 | 0 | 0 | 0 | 0 | 31828 | 0 | 0 | 0 | 0 | 0 | 0
2617 | Taylorville | Brookfield | NY | 100% | TRUE | 22560 | 0 | 0 | 0 | 0 | 0 | 22560 | 0 | 0 | 0 | 0 | 0 | 0
2619 | Trenton Falls | Brookfield | NY | 100% | TRUE | 149061 | 0 | 0 | 0 | 0 | 0 | 149061 | 0 | 0 | 0 | 0 | 0 | 0
2621 | Varick | Brookfield | NY | 100% | TRUE | 29730 | 0 | 0 | 0 | 0 | 0 | 29730 | 0 | 0 | 0 | 0 | 0 | 0
2623 | Waterport | Brookfield | NY | 100% | TRUE | 18710 | 0 | 0 | 0 | 0 | 0 | 18710 | 0 | 0 | 0 | 0 | 0 | 0
2624 | Yaleville | Brookfield | NY | 100% | TRUE | 2992 | 0 | 0 | 0 | 0 | 0 | 2992 | 0 | 0 | 0 | 0 | 0 | 0
2625 | Bowline Point | NRG | NY | 100% | TRUE | 1210567.043 | 1210567.043 | 0 | 1194734.7 | 15832.343 | 0 | 0 | 0 | 0 | 765402.1612 | 65.673 | 746.295 | 0
2628 | Hillburn | Alliance NYGT, LLC | NY | 100% | FALSE | 383 | 383 | 0 | 383 | 0 | 0 | 0 | 0 | 0 | 448.499 | 0.002 | 2.984 | 0
2630 | Mongaup | Eagle Creek RE LLC | NY | 100% | FALSE | 9043 | 0 | 0 | 0 | 0 | 0 | 9043 | 0 | 0 | 0 | 0 | 0 | 0
2631 | Rio | Eagle Creek RE LLC | NY | 100% | FALSE | 24017 | 0 | 0 | 0 | 0 | 0 | 24017 | 0 | 0 | 0 | 0 | 0 | 0
2632 | Shoemaker | Alliance NYGT, LLC | NY | 100% | FALSE | 379 | 379 | 0 | 379 | 0 | 0 | 0 | 0 | 0 | 439.21 | 0.002 | 3.599 | 0
2634 | Swinging Bridge 2 | Eagle Creek RE LLC | NY | 100% | FALSE | 10908 | 0 | 0 | 0 | 0 | 0 | 10908 | 0 | 0 | 0 | 0 | 0 | 0
2638 | Rochester 26 | Avangrid | NY | 100% | TRUE | 5959 | 0 | 0 | 0 | 0 | 0 | 5959 | 0 | 0 | 0 | 0 | 0 | 0
2639 | Rochester 2 | Avangrid | NY | 100% | TRUE | 28692 | 0 | 0 | 0 | 0 | 0 | 28692 | 0 | 0 | 0 | 0 | 0 | 0
2641 | Rochester 5 | Avangrid | NY | 100% | TRUE | 144346 | 0 | 0 | 0 | 0 | 0 | 144346 | 0 | 0 | 0 | 0 | 0 | 0
2646 | Wiscoy 170 | Avangrid | NY | 100% | TRUE | 0 | 0 | 0 | 0 | 0 | 0 | 0 | 0 | 0 | 0 | 0 | 0 | 0
2678 | Plant No 1 Freeport | Village of Freeport - (NY) | NY | 100% | FALSE | 140 | 140 | 0 | 0 | 140 | 0 | 0 | 0 | 0 | 159.2965 | 0 | 0 | 0
2679 | Plant No 2 Freeport | Village of Freeport - (NY) | NY | 100% | FALSE | 39377 | 39377 | 0 | 38733.217 | 643.783 | 0 | 0 | 0 | 0 | 24433.0803 | 0.126 | 4.079 | 0
2681 | Greenport | Village of Greenport - (NY) | NY | 100% | FALSE | 19 | 19 | 0 | 0 | 19 | 0 | 0 | 0 | 0 | 18.5873 | 0 | 0 | 0
2682 | S A Carlson | Jamestown Board of Public Util | NY | 100% | FALSE | 155835 | 155835 | 0 | 155710.48 | 124.52 | 0 | 0 | 0 | 0 | 87938.93 | 1.292 | 86.168 | 0
2685 | Crescent | New York Power Authority | NY | 100% | TRUE | 66435 | 0 | 0 | 0 | 0 | 0 | 66435 | 0 | 0 | 0 | 0 | 0 | 0
2686 | Vischer Ferry | New York Power Authority | NY | 100% | TRUE | 49977 | 0 | 0 | 0 | 0 | 0 | 49977 | 0 | 0 | 0 | 0 | 0 | 0
2691 | Blenheim Gilboa | New York Power Authority | NY | 100% | TRUE | 0 | 0 | 0 | 0 | 0 | 0 | 0 | 0 | 0 | 0 | 0 | 0 | 0
2692 | Lewiston Niagara | New York Power Authority | NY | 100% | TRUE | 0 | 0 | 0 | 0 | 0 | 0 | 0 | 0 | 0 | 0 | 0 | 0 | 0
2693 | Robert Moses Niagara | New York Power Authority | NY | 100% | TRUE | 16478550 | 0 | 0 | 0 | 0 | 0 | 16478550 | 0 | 0 | 0 | 0 | 0 | 0
2694 | Robert Moses Power Dam | New York Power Authority | NY | 100% | TRUE | 7632069 | 0 | 0 | 0 | 0 | 0 | 7632069 | 0 | 0 | 0 | 0 | 0 | 0
2695 | Charles P Keller | Village of Rockville Centre - (NY) | NY | 100% | FALSE | 313 | 313 | 0 | 169.552 | 143.448 | 0 | 0 | 0 | 0 | 1772.7263 | 0 | 0 | 0
2700 | Watertown | City of Watertown - (NY) | NY | 100% | FALSE | 29979 | 0 | 0 | 0 | 0 | 0 | 29979 | 0 | 0 | 0 | 0 | 0 | 0
2706 | Asheville | Duke | NC | 100% | TRUE | 1315519.992 | 1315519.992 | 1216410.2 | 70508.511 | 28601.281 | 0 | 0 | 0 | 0 | 1565453.2095 | 792.253 | 628.969 | 6.8
2707 | Blewett | Duke | NC | 100% | TRUE | 84023 | 0 | 0 | 0 | 0 | 0 | 84023 | 0 | 0 | 428.1602 | 2.256 | 5.414 | 0
2710 | Marshall Dam | Duke | NC | 100% | TRUE | 4057 | 0 | 0 | 0 | 0 | 0 | 4057 | 0 | 0 | 0 | 0 | 0 | 0
2712 | Roxboro | Duke | NC | 100% | TRUE | 6008261.958 | 6008261.958 | 5962418.5 | 0 | 45843.458 | 0 | 0 | 0 | 0 | 6508529.3476 | 3413.601 | 5774.051 | 32
2714 | Tillery | Duke | NC | 100% | TRUE | 117835 | 0 | 0 | 0 | 0 | 0 | 117835 | 0 | 0 | 0 | 0 | 0 | 0
2715 | Walters | Duke | NC | 100% | TRUE | 274882 | 0 | 0 | 0 | 0 | 0 | 274882 | 0 | 0 | 0 | 0 | 0 | 0
2716 | W H Weatherspoon | Duke | NC | 100% | TRUE | 0 | 0 | 0 | 0 | 0 | 0 | 0 | 0 | 0 | 1408.1 | 4.348 | 10.435 | 0
2718 | G G Allen | Duke | NC | 100% | TRUE | 994305.001 | 994305.001 | 983515.9 | 0 | 10789.101 | 0 | 0 | 0 | 0 | 1127016.691 | 353.71 | 1611.323 | 9.4
2719 | Bridgewater | Duke | NC | 100% | TRUE | 51905 | 0 | 0 | 0 | 0 | 0 | 51905 | 0 | 0 | 0 | 0 | 0 | 0
2720 | Buck | Duke | NC | 100% | TRUE | 5118736 | 5118736 | 0 | 5118736 | 0 | 0 | 0 | 0 | 0 | 2110620.108 | 10.655 | 150.175 | 0
2721 | James E. Rogers Energy Complex | Duke | NC | 100% | TRUE | 5825790.031 | 5825790.031 | 5789770.6 | 0 | 36019.431 | 0 | 0 | 0 | 0 | 5419286.9882 | 857.03 | 1641.301 | 8.8
2722 | Cowans Ford | Duke | NC | 100% | TRUE | 120382 | 0 | 0 | 0 | 0 | 0 | 120382 | 0 | 0 | 0 | 0 | 0 | 0
2723 | Dan River | Duke | NC | 100% | TRUE | 4892426 | 4892426 | 0 | 4892426 | 0 | 0 | 0 | 0 | 0 | 2066045.143 | 10.43 | 258.895 | 0
2726 | Lookout Shoals | Duke | NC | 100% | TRUE | 87427 | 0 | 0 | 0 | 0 | 0 | 87427 | 0 | 0 | 0 | 0 | 0 | 0
2727 | Marshall (NC) | Duke | NC | 100% | TRUE | 9224649.05 | 9224649.05 | 9205072.4 | 0 | 19576.65 | 0 | 0 | 0 | 0 | 9001651.9309 | 4361.748 | 9546.338 | 48.8
2728 | Mountain Island | Duke | NC | 100% | TRUE | 90428 | 0 | 0 | 0 | 0 | 0 | 90428 | 0 | 0 | 0 | 0 | 0 | 0
2729 | Oxford Dam | Duke | NC | 100% | TRUE | 59387 | 0 | 0 | 0 | 0 | 0 | 59387 | 0 | 0 | 0 | 0 | 0 | 0
2730 | Rhodhiss | Duke | NC | 100% | TRUE | 61738 | 0 | 0 | 0 | 0 | 0 | 61738 | 0 | 0 | 0 | 0 | 0 | 0
2735 | Turner Shoals | Northbrook Energy | NC | 100% | FALSE | 11716 | 0 | 0 | 0 | 0 | 0 | 11716 | 0 | 0 | 0 | 0 | 0 | 0
2736 | Tuxedo | Duke | NC | 100% | TRUE | 14694 | 0 | 0 | 0 | 0 | 0 | 14694 | 0 | 0 | 0 | 0 | 0 | 0
2741 | Bear Creek Dam | Duke | NC | 100% | TRUE | 1229 | 0 | 0 | 0 | 0 | 0 | 1229 | 0 | 0 | 0 | 0 | 0 | 0
2743 | Cedar Cliff | Duke | NC | 100% | TRUE | 15207 | 0 | 0 | 0 | 0 | 0 | 15207 | 0 | 0 | 0 | 0 | 0 | 0
2745 | Franklin (NC) | Duke | NC | 100% | TRUE | 3044 | 0 | 0 | 0 | 0 | 0 | 3044 | 0 | 0 | 0 | 0 | 0 | 0
2746 | Mission | Duke | NC | 100% | TRUE | 3640 | 0 | 0 | 0 | 0 | 0 | 3640 | 0 | 0 | 0 | 0 | 0 | 0
2747 | Nantahala | Duke | NC | 100% | TRUE | 186479 | 0 | 0 | 0 | 0 | 0 | 186479 | 0 | 0 | 0 | 0 | 0 | 0
2749 | Tennessee Creek | Duke | NC | 100% | TRUE | 28960 | 0 | 0 | 0 | 0 | 0 | 28960 | 0 | 0 | 0 | 0 | 0 | 0
2750 | Thorpe | Duke | NC | 100% | TRUE | 65193 | 0 | 0 | 0 | 0 | 0 | 65193 | 0 | 0 | 0 | 0 | 0 | 0
2751 | Tuckasegee | Duke | NC | 100% | TRUE | 4188 | 0 | 0 | 0 | 0 | 0 | 4188 | 0 | 0 | 0 | 0 | 0 | 0
2756 | Gaston | Dominion | NC | 100% | TRUE | 271398 | 0 | 0 | 0 | 0 | 0 | 271398 | 0 | 0 | 0 | 0 | 0 | 0
2758 | Roanoke Rapids | Dominion | NC | 100% | TRUE | 213505 | 0 | 0 | 0 | 0 | 0 | 213505 | 0 | 0 | 0 | 0 | 0 | 0
2773 | Lake Lure | Lake Lure Town of | NC | 100% | FALSE | 5492 | 0 | 0 | 0 | 0 | 0 | 5492 | 0 | 0 | 0 | 0 | 0 | 0
2778 | Chatuge | Tennessee Valley Authority | NC | 100% | TRUE | 17415 | 0 | 0 | 0 | 0 | 0 | 17415 | 0 | 0 | 0 | 0 | 0 | 0
2779 | Fontana Dam | Tennessee Valley Authority | NC | 100% | TRUE | 731222 | 0 | 0 | 0 | 0 | 0 | 731222 | 0 | 0 | 0 | 0 | 0 | 0
2780 | Hiwassee Dam | Tennessee Valley Authority | NC | 100% | TRUE | 180166 | 0 | 0 | 0 | 0 | 0 | 180166 | 0 | 0 | 0 | 0 | 0 | 0
2783 | Buxton | North Carolina EMC | NC | 100% | FALSE | 1174 | 1174 | 0 | 0 | 1174 | 0 | 0 | 0 | 0 | 1349.0471 | 0 | 0 | 0
2790 | R M Heskett | MDU Resources | ND | 100% | FALSE | 456777.996 | 451009.507 | 448275.32 | 2734.187 | 0 | 0 | 0 | 5768.489 | 0 | 574496.313 | 1485.32 | 989.605 | 14.2
2801 | Jamestown | Otter Tail Power | ND | 100% | FALSE | 388 | 388 | 0 | 0 | 388 | 0 | 0 | 0 | 0 | 973.3878 | 0 | 0 | 0
2811 | Grafton | City of Grafton - (ND) | ND | 100% | FALSE | 0 | 0 | 0 | 0 | 0 | 0 | 0 | 0 | 0 | 0 | 0 | 0 | 0
2815 | Garrison | US Corps of Engineers | ND | 100% | TRUE | 2582107 | 0 | 0 | 0 | 0 | 0 | 2582107 | 0 | 0 | 0 | 0 | 0 | 0
2817 | Leland Olds | Basin Electric Power Coop | ND | 100% | TRUE | 3723961.981 | 3723961.981 | 3717391.934 | 0 | 6570.047 | 0 | 0 | 0 | 0 | 4664977.3473 | 1918.372 | 5538.971 | 183
2823 | Milton R Young | Minnkota Power Coop, Inc | ND | 35.01% | FALSE | 1866561.9453 | 1866561.9453 | 1863886.5477 | 0 | 2675.3977 | 0 | 0 | 0 | 0 | 2260802.0563 | 1194.7926 | 3490.4077 | 69.5721
2828 | Cardinal | AEP | OH | 32.72% | TRUE | 3434812.0626 | 3434812.0626 | 3424733.7298 | 0 | 10078.3328 | 0 | 0 | 0 | 0 | 3531512.9343 | 3682.926 | 1273.5769 | 9.1606
2830 | Walter C Beckjord | Duke | OH | 100% | TRUE | 0 | 0 | 0 | 0 | 0 | 0 | 0 | 0 | 0 | 0 | 0 | 0 | 0
2831 | Dicks Creek | Dynegy | OH | 100% | TRUE | 1571 | 1571 | 0 | 1571 | 0 | 0 | 0 | 0 | 0 | 2.2209 | 0.015 | 17.27 | 0
2832 | Miami Fort | Dynegy | OH | 100% | TRUE | 6744233.986 | 6744233.986 | 6720033.4 | 0 | 24200.586 | 0 | 0 | 0 | 0 | 7140224.0453 | 10513.654 | 5943.614 | 37
2836 | Avon Lake | NRG | OH | 100% | TRUE | 536282.999 | 536282.999 | 528384.85 | 0 | 7898.149 | 0 | 0 | 0 | 0 | 589349.3995 | 1930.854 | 925.269 | 4.1
2837 | FirstEnergy Eastlake | FirstEnergy | OH | 100% | TRUE | 52 | 52 | 0 | 0 | 52 | 0 | 0 | 0 | 0 | 85.5994 | 0.6 | 1.44 | 0
2840 | Conesville | AEP | OH | 91.97% | TRUE | 3536503.0917 | 3536503.0917 | 3531834.164 | 0 | 4668.9277 | 0 | 0 | 0 | 0 | 3984710.964 | 4066.3611 | 4991.1817 | 37.7081
2847 | Frank M Tait | AES | OH | 100% | TRUE | 75515 | 75515 | 0 | 71508.465 | 4006.535 | 0 | 0 | 0 | 0 | 48435.6782 | 14.405 | 104.386 | 0
2848 | O H Hutchings | AES | OH | 100% | TRUE | 0 | 0 | 0 | 0 | 0 | 0 | 0 | 0 | 0 | 0 | 0.001 | 1.305 | 0
2851 | Monument | AES | OH | 100% | TRUE | 35 | 35 | 0 | 0 | 35 | 0 | 0 | 0 | 0 | 31.2234 | 0 | 0 | 0
2852 | Sidney (OH) | AES | OH | 100% | TRUE | 51 | 51 | 0 | 0 | 51 | 0 | 0 | 0 | 0 | 44.3487 | 0 | 0 | 0
2854 | Yankee Street | AES | OH | 100% | TRUE | 2118 | 850 | 0 | 832.401 | 17.599 | 0 | 0 | 0 | 1268 | 1039.97 | 0 | 0 | 0
2861 | Niles Power Plant | NRG | OH | 100% | TRUE | 0 | 0 | 0 | 0 | 0 | 0 | 0 | 0 | 0 | 0 | 0.417 | 1 | 0
2866 | FirstEnergy W H Sammis | FirstEnergy | OH | 100% | TRUE | 6219684.995 | 6219684.995 | 6193899.97 | 0 | 25785.025 | 0 | 0 | 0 | 0 | 7164744.3488 | 3169.368 | 3882.696 | 13.2
2869 | FirstEnergy West Lorain | FirstEnergy | OH | 100% | TRUE | 0 | 0 | 0 | 0 | 0 | 0 | 0 | 0 | 0 | 4169.691 | 0.877 | 8.173 | 0
2876 | Kyger Creek | AEP | OH | 43.47% | TRUE | 2564716.5034 | 2564716.5034 | 2561214.7985 | 0 | 3501.705 | 0 | 0 | 0 | 0 | 2769352.7296 | 2035.5345 | 1842.6485 | 27.3861
2876 | Kyger Creek | Buckeye Power | OH | 18% | TRUE | 1061994.4114 | 1061994.4114 | 1060544.43 | 0 | 1449.9814 | 0 | 0 | 0 | 0 | 1146729.9088 | 842.8714 | 763.0015 | 11.34
2876 | Kyger Creek | Duke | OH | 9% | TRUE | 530997.2057 | 530997.2057 | 530272.215 | 0 | 724.9907 | 0 | 0 | 0 | 0 | 573364.9544 | 421.4357 | 381.5007 | 5.67
2876 | Kyger Creek | FirstEnergy | OH | 8.35% | TRUE | 492647.4075 | 492647.4075 | 491974.7773 | 0 | 672.6302 | 0 | 0 | 0 | 0 | 531955.2632 | 390.9987 | 353.9479 | 5.2605
2876 | Kyger Creek | AES | OH | 4.9% | TRUE | 289098.4786 | 289098.4786 | 288703.7615 | 0 | 394.7171 | 0 | 0 | 0 | 0 | 312165.3641 | 229.4483 | 207.706 | 3.087
2876 | Kyger Creek | PPL | OH | 8.13% | TRUE | 479667.4758 | 479667.4758 | 479012.5676 | 0 | 654.9082 | 0 | 0 | 0 | 0 | 517939.6755 | 380.6969 | 344.6223 | 5.1219
2876 | Kyger Creek | Wolverine Power Supply Coop | OH | 6.65% | FALSE | 392347.9353 | 392347.9353 | 391812.2478 | 0 | 535.6876 | 0 | 0 | 0 | 0 | 423652.9941 | 311.3942 | 281.8867 | 4.1895
2876 | Kyger Creek | Vectren | OH | 1.5% | FALSE | 88499.5343 | 88499.5343 | 88378.7025 | 0 | 120.8318 | 0 | 0 | 0 | 0 | 95560.8257 | 70.2393 | 63.5835 | 0.945
2878 | FirstEnergy Bay Shore | FirstEnergy | OH | 100% | TRUE | 1037508.023 | 1037508.023 | 0 | 0 | 2562.423 | 0 | 0 | 1034945.6 | 0 | 1175830.5011 | 2309.252 | 501.884 | 0
2880 | Richland | Dynegy | OH | 100% | TRUE | 99310 | 99310 | 0 | 80943.246 | 18366.754 | 0 | 0 | 0 | 0 | 103.9862 | 0.368 | 51.412 | 0
2881 | Stryker | Dynegy | OH | 100% | TRUE | 19 | 19 | 0 | 0 | 19 | 0 | 0 | 0 | 0 | 58.9413 | 0 | 0 | 0
2902 | Arcanum | City of Arcanum - (OH) | OH | 100% | FALSE | 14 | 14 | 0 | 0 | 14 | 0 | 0 | 0 | 0 | 11.6578 | 0 | 0 | 0
2903 | Bryan (OH) | City of Bryan - (OH) | OH | 100% | FALSE | 1843 | 1843 | 0 | 1820 | 23 | 0 | 0 | 0 | 0 | 1786.162 | 0 | 0 | 0
2906 | Collinwood | City of Cleveland - (OH) | OH | 100% | FALSE | 0 | 0 | 0 | 0 | 0 | 0 | 0 | 0 | 0 | 1.4027 | 0 | 0 | 0
2909 | West 41st Street | City of Cleveland - (OH) | OH | 100% | FALSE | 365 | 365 | 0 | 364.615 | 0.385 | 0 | 0 | 0 | 0 | 305.219 | 0 | 0 | 0
2914 | Dover | City of Dover - (OH) | OH | 100% | FALSE | 51907.76 | 51907.76 | 51562.76 | 280 | 65 | 0 | 0 | 0 | 0 | 88339.1574 | 0 | 0 | 0
2917 | Hamilton (OH) | City of Hamilton - (OH) | OH | 100% | FALSE | 919 | 919 | 0 | 919 | 0 | 0 | 0 | 0 | 0 | 1455.2692 | 0 | 0 | 0
2921 | Lebanon | City of Lebanon - (OH) | OH | 100% | FALSE | 0 | 0 | 0 | 0 | 0 | 0 | 0 | 0 | 0 | 0 | 0 | 0 | 0
2933 | Oberlin (OH) | City of Oberlin - (OH) | OH | 100% | FALSE | 11 | 11 | 0 | 8.533 | 2.467 | 0 | 0 | 0 | 0 | 546.3945 | 0 | 0 | 0
2935 | Orrville | City of Orrville - (OH) | OH | 100% | FALSE | 80760 | 80760 | 32531.1 | 48228.9 | 0 | 0 | 0 | 0 | 0 | 90340.411 | 0 | 0 | 0
2936 | Painesville | City of Painesville | OH | 100% | FALSE | 3333 | 3333 | 3090.675 | 170.325 | 72 | 0 | 0 | 0 | 0 | 5413.8704 | 0 | 0 | 0
2937 | Piqua Power Plant | City of Piqua - (OH) | OH | 100% | FALSE | 881 | 881 | 0 | 0 | 881 | 0 | 0 | 0 | 0 | 1889.7909 | 0 | 0 | 0
2942 | St Marys | City of St Marys - (OH) | OH | 56% | FALSE | 366.19 | 366.19 | 0 | 0 | 366.19 | 0 | 0 | 0 | 0 | 625.4465 | 0 | 0 | 0
2943 | Shelby Municipal Light Plant | City of Shelby - (OH) | OH | 100% | FALSE | 2 | 2 | 0 | 1.147 | 0.853 | 0 | 0 | 0 | 0 | 3.0101 | 0 | 0 | 0
2945 | Anadarko | City of Woodsfield - (OH) | OH | 100% | FALSE | 3 | 3 | 0 | 0 | 3 | 0 | 0 | 0 | 0 | 2.3642 | 0 | 0 | 0
2951 | Horseshoe Lake | OGE | OK | 100% | TRUE | 356936 | 356936 | 0 | 356936 | 0 | 0 | 0 | 0 | 0 | 253295.916 | 1.279 | 423.787 | 0
2952 | Muskogee | OGE | OK | 100% | TRUE | 6517451.011 | 6517451.011 | 6466633.9 | 50817.111 | 0 | 0 | 0 | 0 | 0 | 7787065.0266 | 18502.756 | 7053.718 | 74
2953 | Mustang | OGE | OK | 100% | TRUE | 166630 | 161499 | 0 | 161494.614 | 4.386 | 0 | 0 | 0 | 5131 | 108005.2882 | 0.537 | 286.064 | 0
2956 | Seminole (OK) | OGE | OK | 100% | TRUE | 976742 | 976742 | 0 | 976742 | 0 | 0 | 0 | 0 | 0 | 682633.239 | 3.446 | 568.804 | 0
2963 | Northeastern | AEP | OK | 100% | TRUE | 3951369.98 | 3951369.98 | 2294368.7 | 1657001.28 | 0 | 0 | 0 | 0 | 0 | 3383586.6579 | 3884.204 | 1870.693 | 7.6
2964 | Southwestern | AEP | OK | 100% | TRUE | 279150 | 279150 | 0 | 279150 | 0 | 0 | 0 | 0 | 0 | 230476.5918 | 1.131 | 509.438 | 0
2965 | Tulsa | AEP | OK | 100% | TRUE | 248112 | 248112 | 0 | 248112 | 0 | 0 | 0 | 0 | 0 | 206152.3226 | 1.083 | 467.226 | 0
2966 | Weleetka | AEP | OK | 100% | TRUE | 23464 | 23464 | 0 | 23464 | 0 | 0 | 0 | 0 | 0 | 19616.5611 | 0 | 92.795 | 0
2975 | Cushing | City of Cushing - (OK) | OK | 100% | FALSE | 86 | 86 | 0 | 48.291 | 37.709 | 0 | 0 | 0 | 0 | 53.3981 | 0 | 0 | 0
2980 | Markham | Grand River Dam Authority | OK | 100% | FALSE | 248572 | 0 | 0 | 0 | 0 | 0 | 248572 | 0 | 0 | 0 | 0 | 0 | 0
2981 | Pensacola | Grand River Dam Authority | OK | 100% | FALSE | 370950 | 0 | 0 | 0 | 0 | 0 | 370950 | 0 | 0 | 0 | 0 | 0 | 0
2982 | Salina | Grand River Dam Authority | OK | 100% | FALSE | 0 | 0 | 0 | 0 | 0 | 0 | 0 | 0 | 0 | 0 | 0 | 0 | 0
2984 | Keystone Dam | US Corps of Engineers | OK | 100% | TRUE | 260287 | 0 | 0 | 0 | 0 | 0 | 260287 | 0 | 0 | 0 | 0 | 0 | 0
2985 | Robert S Kerr | US Corps of Engineers | OK | 100% | TRUE | 458200 | 0 | 0 | 0 | 0 | 0 | 458200 | 0 | 0 | 0 | 0 | 0 | 0
2986 | Kingfisher | City of Kingfisher - (OK) | OK | 100% | FALSE | 55 | 55 | 0 | 47.813 | 7.187 | 0 | 0 | 0 | 0 | 33.8754 | 0 | 0 | 0
2987 | Webbers Falls | US Corps of Engineers | OK | 100% | TRUE | 77591 | 0 | 0 | 0 | 0 | 0 | 77591 | 0 | 0 | 0 | 0 | 0 | 0
2991 | Mangum | City of Mangum - (OK) | OK | 100% | FALSE | 0 | 0 | 0 | 0 | 0 | 0 | 0 | 0 | 0 | 0 | 0 | 0 | 0
2995 | Pawhuska | City of Pawhuska - (OK) | OK | 100% | FALSE | 37 | 37 | 0 | 0 | 37 | 0 | 0 | 0 | 0 | 30.3267 | 0 | 0 | 0
3000 | Boomer Lake Station | Stillwater Utilities Authority | OK | 100% | FALSE | 0 | 0 | 0 | 0 | 0 | 0 | 0 | 0 | 0 | 0 | 0 | 0 | 0
3003 | Fort Gibson | US Corps of Engineers | OK | 100% | TRUE | 180382 | 0 | 0 | 0 | 0 | 0 | 180382 | 0 | 0 | 0 | 0 | 0 | 0
3004 | Tenkiller Ferry | US Corps of Engineers | OK | 100% | TRUE | 92685 | 0 | 0 | 0 | 0 | 0 | 92685 | 0 | 0 | 0 | 0 | 0 | 0
3006 | Anadarko Plant | Western Farmers Elec Coop, Inc | OK | 100% | FALSE | 995668 | 995668 | 0 | 995668 | 0 | 0 | 0 | 0 | 0 | 527461.4985 | 1.033 | 219.993 | 0
3008 | Mooreland | Western Farmers Elec Coop, Inc | OK | 100% | FALSE | 415805 | 415805 | 0 | 415805 | 0 | 0 | 0 | 0 | 0 | 273711.79 | 1.382 | 498.943 | 0
3013 | Hells Canyon | IDACORP | OR | 100% | TRUE | 2514407 | 0 | 0 | 0 | 0 | 0 | 2514407 | 0 | 0 | 0 | 0 | 0 | 0
3014 | Oxbow (OR) | IDACORP | OR | 100% | TRUE | 1195770 | 0 | 0 | 0 | 0 | 0 | 1195770 | 0 | 0 | 0 | 0 | 0 | 0
3020 | Clearwater 1 | Berkshire Hathaway Energy | OR | 100% | TRUE | 49392 | 0 | 0 | 0 | 0 | 0 | 49392 | 0 | 0 | 0 | 0 | 0 | 0
3021 | Clearwater 2 | Berkshire Hathaway Energy | OR | 100% | TRUE | 67719 | 0 | 0 | 0 | 0 | 0 | 67719 | 0 | 0 | 0 | 0 | 0 | 0
3024 | Eagle Point | Berkshire Hathaway Energy | OR | 100% | TRUE | 18371 | 0 | 0 | 0 | 0 | 0 | 18371 | 0 | 0 | 0 | 0 | 0 | 0
3025 | East Side | Berkshire Hathaway Energy | OR | 100% | TRUE | 0 | 0 | 0 | 0 | 0 | 0 | 0 | 0 | 0 | 0 | 0 | 0 | 0
3026 | Fish Creek | Berkshire Hathaway Energy | OR | 100% | TRUE | 42304 | 0 | 0 | 0 | 0 | 0 | 42304 | 0 | 0 | 0 | 0 | 0 | 0
3028 | John C Boyle | Berkshire Hathaway Energy | OR | 100% | TRUE | 318732 | 0 | 0 | 0 | 0 | 0 | 318732 | 0 | 0 | 0 | 0 | 0 | 0
3029 | Lemolo 1 | Berkshire Hathaway Energy | OR | 100% | TRUE | 174923 | 0 | 0 | 0 | 0 | 0 | 174923 | 0 | 0 | 0 | 0 | 0 | 0
3032 | Prospect 1 | Berkshire Hathaway Energy | OR | 100% | TRUE | 21106 | 0 | 0 | 0 | 0 | 0 | 21106 | 0 | 0 | 0 | 0 | 0 | 0
3033 | Prospect 2 | Berkshire Hathaway Energy | OR | 100% | TRUE | 256205 | 0 | 0 | 0 | 0 | 0 | 256205 | 0 | 0 | 0 | 0 | 0 | 0
3034 | Prospect 3 | Berkshire Hathaway Energy | OR | 100% | TRUE | 40779 | 0 | 0 | 0 | 0 | 0 | 40779 | 0 | 0 | 0 | 0 | 0 | 0
3035 | Prospect 4 | Berkshire Hathaway Energy | OR | 100% | TRUE | 4599 | 0 | 0 | 0 | 0 | 0 | 4599 | 0 | 0 | 0 | 0 | 0 | 0
3036 | Slide Creek | Berkshire Hathaway Energy | OR | 100% | TRUE | 79047 | 0 | 0 | 0 | 0 | 0 | 79047 | 0 | 0 | 0 | 0 | 0 | 0
3037 | Soda Springs | Berkshire Hathaway Energy | OR | 100% | TRUE | 60374 | 0 | 0 | 0 | 0 | 0 | 60374 | 0 | 0 | 0 | 0 | 0 | 0
3040 | Toketee Falls | Berkshire Hathaway Energy | OR | 100% | TRUE | 255226 | 0 | 0 | 0 | 0 | 0 | 255226 | 0 | 0 | 0 | 0 | 0 | 0
3041 | Wallowa Falls | Berkshire Hathaway Energy | OR | 100% | TRUE | 4642 | 0 | 0 | 0 | 0 | 0 | 4642 | 0 | 0 | 0 | 0 | 0 | 0
3045 | Faraday | Portland General Electric | OR | 100% | TRUE | 174129 | 0 | 0 | 0 | 0 | 0 | 174129 | 0 | 0 | 0 | 0 | 0 | 0
3047 | North Fork | Portland General Electric | OR | 100% | TRUE | 227055 | 0 | 0 | 0 | 0 | 0 | 227055 | 0 | 0 | 0 | 0 | 0 | 0
3049 | River Mill | Portland General Electric | OR | 100% | TRUE | 110181 | 0 | 0 | 0 | 0 | 0 | 110181 | 0 | 0 | 0 | 0 | 0 | 0
3053 | Sullivan | Portland General Electric | OR | 100% | TRUE | 65585 | 0 | 0 | 0 | 0 | 0 | 65585 | 0 | 0 | 0 | 0 | 0 | 0
3067 | Carmen Smith | Eugene Water & Electric Board | OR | 100% | FALSE | 263759 | 0 | 0 | 0 | 0 | 0 | 263759 | 0 | 0 | 0 | 0 | 0 | 0
3068 | Leaburg | Eugene Water & Electric Board | OR | 100% | FALSE | 94879 | 0 | 0 | 0 | 0 | 0 | 94879 | 0 | 0 | 0 | 0 | 0 | 0
3071 | Walterville | Eugene Water & Electric Board | OR | 100% | FALSE | 61467 | 0 | 0 | 0 | 0 | 0 | 61467 | 0 | 0 | 0 | 0 | 0 | 0
3074 | Big Cliff | US Corps of Engineers | OR | 100% | TRUE | 92904 | 0 | 0 | 0 | 0 | 0 | 92904 | 0 | 0 | 0 | 0 | 0 | 0
3075 | Bonneville | US Corps of Engineers | OR | 100% | TRUE | 4834674 | 0 | 0 | 0 | 0 | 0 | 4834674 | 0 | 0 | 0 | 0 | 0 | 0
3076 | Cougar | US Corps of Engineers | OR | 100% | TRUE | 96175 | 0 | 0 | 0 | 0 | 0 | 96175 | 0 | 0 | 0 | 0 | 0 | 0
3077 | Detroit | US Corps of Engineers | OR | 100% | TRUE | 359779 | 0 | 0 | 0 | 0 | 0 | 359779 | 0 | 0 | 0 | 0 | 0 | 0
3078 | Dexter | US Corps of Engineers | OR | 100% | TRUE | 90769 | 0 | 0 | 0 | 0 | 0 | 90769 | 0 | 0 | 0 | 0 | 0 | 0
3080 | Green Peter | US Corps of Engineers | OR | 100% | TRUE | 276245 | 0 | 0 | 0 | 0 | 0 | 276245 | 0 | 0 | 0 | 0 | 0 | 0
3081 | Hills Creek | US Corps of Engineers | OR | 100% | TRUE | 157222 | 0 | 0 | 0 | 0 | 0 | 157222 | 0 | 0 | 0 | 0 | 0 | 0
3082 | John Day | US Corps of Engineers | OR | 100% | TRUE | 10506957 | 0 | 0 | 0 | 0 | 0 | 10506957 | 0 | 0 | 0 | 0 | 0 | 0
3083 | Lookout Point | US Corps of Engineers | OR | 100% | TRUE | 387104 | 0 | 0 | 0 | 0 | 0 | 387104 | 0 | 0 | 0 | 0 | 0 | 0
3084 | McNary | US Corps of Engineers | OR | 100% | TRUE | 5709423 | 0 | 0 | 0 | 0 | 0 | 5709423 | 0 | 0 | 0 | 0 | 0 | 0
3096 | Brunot Island | NRG | PA | 100% | TRUE | 64115 | 64115 | 0 | 64115 | 0 | 0 | 0 | 0 | 0 | 41840.061 | 0.212 | 10.534 | 0
3109 | Hamilton (PA) | NRG | PA | 100% | TRUE | 0 | 0 | 0 | 0 | 0 | 0 | 0 | 0 | 0 | 408.1055 | 0 | 0 | 0
3110 | Hunterstown | NRG | PA | 100% | TRUE | 113 | 113 | 0 | 113 | 0 | 0 | 0 | 0 | 0 | 1008.5191 | 0 | 0 | 0
3111 | Mountain | NRG | PA | 100% | TRUE | 7426 | 7426 | 0 | 0 | 7426 | 0 | 0 | 0 | 0 | 9481.89 | 6.52 | 42.635 | 0
3112 | Orrtanna | NRG | PA | 100% | TRUE | 307 | 307 | 0 | 0 | 307 | 0 | 0 | 0 | 0 | 538.3797 | 0 | 0 | 0
3113 | Portland (PA) | NRG | PA | 100% | TRUE | 960 | 960 | 0 | 0 | 960 | 0 | 0 | 0 | 0 | 2219.2265 | 0.032 | 3.486 | 0
3114 | Shawnee (PA) | NRG | PA | 100% | TRUE | 0 | 0 | 0 | 0 | 0 | 0 | 0 | 0 | 0 | 81.6048 | 0 | 0 | 0
3115 | Titus | NRG | PA | 100% | TRUE | 0 | 0 | 0 | 0 | 0 | 0 | 0 | 0 | 0 | 159.7041 | 0 | 0 | 0
3116 | Tolna | NRG | PA | 100% | TRUE | 120 | 120 | 0 | 0 | 120 | 0 | 0 | 0 | 0 | 720.2581 | 0.482 | 3.205 | 0
3117 | York Haven | Cube Hydro Partners | PA | 100% | FALSE | 137305 | 0 | 0 | 0 | 0 | 0 | 137305 | 0 | 0 | 0 | 0 | 0 | 0
3120 | Blossburg | NRG | PA | 100% | TRUE | 1207 | 1207 | 0 | 1207 | 0 | 0 | 0 | 0 | 0 | 1205.4772 | 0 | 0 | 0
3122 | Homer City Generating Station | General Electric | PA | 100% | TRUE | 5121395.024 | 5121395.024 | 5090986.4 | 0 | 30408.624 | 0 | 0 | 0 | 0 | 5541889.4355 | 5586.553 | 4904.239 | 20.9
3124 | Piney | Brookfield | PA | 100% | TRUE | 72966 | 0 | 0 | 0 | 0 | 0 | 72966 | 0 | 0 | 0 | 0 | 0 | 0
3132 | Warren | NRG | PA | 100% | TRUE | 3991 | 3991 | 0 | 3988.634 | 2.366 | 0 | 0 | 0 | 0 | 4051.4685 | 0.02 | 16.361 | 0
3138 | New Castle Plant | NRG | PA | 100% | TRUE | 611473 | 611473 | 0 | 611461 | 12 | 0 | 0 | 0 | 0 | 416721.1823 | 2.041 | 254.9 | 0
3139 | TalenEnergy Martin Creek LLC Allentown | Riverstone | PA | 100% | TRUE | 212 | 212 | 0 | 0 | 212 | 0 | 0 | 0 | 0 | 341.5825 | 0 | 0 | 0
3140 | Brunner Island | Riverstone | PA | 100% | TRUE | 3649474.964 | 3649474.964 | 746820.86 | 2897895.5 | 4758.604 | 0 | 0 | 0 | 0 | 2690093.5449 | 1550.917 | 2585.481 | 26
3142 | TalenEnergy Martins Creek LLC Fishbach | Riverstone | PA | 100% | TRUE | 144 | 144 | 0 | 0 | 144 | 0 | 0 | 0 | 0 | 172.1771 | 0 | 0 | 0
3143 | TalenEnergy Martins Creek LLC Harrisburg | Riverstone | PA | 100% | TRUE | 486 | 486 | 0 | 0 | 486 | 0 | 0 | 0 | 0 | 655.2025 | 0 | 0 | 0
3144 | TalenEnergy Martins Creek LLC Harwood | Riverstone | PA | 100% | TRUE | 136 | 136 | 0 | 0 | 136 | 0 | 0 | 0 | 0 | 191.4982 | 0 | 0 | 0
3145 | Holtwood | BIF III Holtwood LLC | PA | 100% | FALSE | 1060281 | 0 | 0 | 0 | 0 | 0 | 1060281 | 0 | 0 | 0 | 0 | 0 | 0
3146 | TalenEnergy Martins Creek LLC Jenkins | Riverstone | PA | 100% | TRUE | 118 | 118 | 0 | 0 | 118 | 0 | 0 | 0 | 0 | 153.4268 | 0 | 0 | 0
3147 | TalenEnergy Martins Creek LLC Lock Haven | Riverstone | PA | 100% | TRUE | 28 | 28 | 0 | 0 | 28 | 0 | 0 | 0 | 0 | 33.0169 | 0 | 0 | 0
3148 | TalenEnergy Martins Creek | Riverstone | PA | 100% | TRUE | 1161439.957 | 1161439.957 | 0 | 1139857.4 | 21582.557 | 0 | 0 | 0 | 0 | 791840.5304 | 47.263 | 1096.101 | 0
3149 | TalenEnergy Montour | Riverstone | PA | 100% | TRUE | 2750615.021 | 2750615.021 | 2734598.1 | 0 | 16016.921 | 0 | 0 | 0 | 0 | 3210879.9179 | 5263.856 | 1922.936 | 11
3152 | Sunbury Generation LP | Sunbury Generation LP | PA | 100% | FALSE | 104 | 104 | 0 | 0 | 104 | 0 | 0 | 0 | 0 | 132.3938 | 0 | 0 | 0
3153 | Wallenpaupack | Brookfield | PA | 100% | TRUE | 64222 | 0 | 0 | 0 | 0 | 0 | 64222 | 0 | 0 | 0 | 0 | 0 | 0
3154 | TalenEnergy Martins Creek LLC West Shore | Riverstone | PA | 100% | TRUE | 143 | 143 | 0 | 0 | 143 | 0 | 0 | 0 | 0 | 174.5413 | 0 | 0 | 0
3155 | TalenEnergy Martins Creek LLC Williamsport | Riverstone | PA | 100% | TRUE | 111 | 111 | 0 | 0 | 111 | 0 | 0 | 0 | 0 | 163.6987 | 0 | 0 | 0
3157 | Chester Generating Station | Exelon | PA | 100% | TRUE | 998 | 998 | 0 | 0 | 998 | 0 | 0 | 0 | 0 | 1188.0386 | 0 | 0 | 0
3160 | Delaware Generating Station | Exelon | PA | 100% | TRUE | 1082 | 1082 | 0 | 0 | 1082 | 0 | 0 | 0 | 0 | 1177.7667 | 0 | 0 | 0
3161 | Eddystone Generating Station | Exelon | PA | 100% | TRUE | 47481 | 47481 | 0 | 44255.533 | 3225.467 | 0 | 0 | 0 | 0 | 45786.3415 | 2.591 | 21.767 | 0
3162 | Falls | Exelon | PA | 100% | TRUE | 2801 | 2801 | 0 | 0 | 2801 | 0 | 0 | 0 | 0 | 4786.6388 | 0 | 0 | 0
3163 | Moser Generating Station | Exelon | PA | 100% | TRUE | 1048 | 1048 | 0 | 0 | 1048 | 0 | 0 | 0 | 0 | 1733.6739 | 0 | 0 | 0
3164 | Muddy Run | Exelon | PA | 100% | TRUE | 0 | 0 | 0 | 0 | 0 | 0 | 0 | 0 | 0 | 0 | 0 | 0 | 0
3168 | Richmond Generating Station | Exelon | PA | 100% | TRUE | 2755 | 2755 | 0 | 0 | 2755 | 0 | 0 | 0 | 0 | 2374.1207 | 4.084 | 12.023 | 0
3169 | Schuylkill Generating Station | Exelon | PA | 100% | TRUE | 517 | 517 | 0 | 0 | 517 | 0 | 0 | 0 | 0 | 606.4516 | 0 | 0 | 0
3170 | Southwark | Exelon | PA | 100% | TRUE | 1323 | 1323 | 0 | 0 | 1323 | 0 | 0 | 0 | 0 | 1659.0801 | 0 | 0 | 0
3175 | Safe Harbor | Brookfield | PA | 100% | TRUE | 1138215 | 0 | 0 | 0 | 0 | 0 | 1138215 | 0 | 0 | 0 | 0 | 0 | 0
3176 | Hunlock Power Station | UGI | PA | 100% | FALSE | 569270 | 569270 | 0 | 569270 | 0 | 0 | 0 | 0 | 0 | 273702.544 | 1.382 | 23.916 | 0
3250 | Darlington County | Duke | SC | 100% | TRUE | 77056 | 77056 | 0 | 59945.393 | 17110.607 | 0 | 0 | 0 | 0 | 74000.824 | 27.905 | 173.42 | 0
3251 | H B Robinson | Duke | SC | 100% | TRUE | 5925833 | 0 | 0 | 0 | 0 | 5925833 | 0 | 0 | 0 | 0 | 0 | 0 | 0
3253 | Boyds Mill Hydro | Northbrook Energy | SC | 100% | FALSE | 2619 | 0 | 0 | 0 | 0 | 0 | 2619 | 0 | 0 | 0 | 0 | 0 | 0
3255 | Cedar Creek | Duke | SC | 100% | TRUE | 113070 | 0 | 0 | 0 | 0 | 0 | 113070 | 0 | 0 | 0 | 0 | 0 | 0
3256 | Dearborn | Duke | SC | 100% | TRUE | 135574 | 0 | 0 | 0 | 0 | 0 | 135574 | 0 | 0 | 0 | 0 | 0 | 0
3257 | Fishing Creek | Duke | SC | 100% | TRUE | 111618 | 0 | 0 | 0 | 0 | 0 | 111618 | 0 | 0 | 0 | 0 | 0 | 0
3258 | Gaston Shoals | Duke | SC | 100% | TRUE | 5789 | 0 | 0 | 0 | 0 | 0 | 5789 | 0 | 0 | 0 | 0 | 0 | 0
3259 | Great Falls (SC) | Duke | SC | 100% | TRUE | 0 | 0 | 0 | 0 | 0 | 0 | 0 | 0 | 0 | 0 | 0 | 0 | 0
3261 | Hollidays Bridge Hydro | Northbrook Energy | SC | 100% | FALSE | 8665 | 0 | 0 | 0 | 0 | 0 | 8665 | 0 | 0 | 0 | 0 | 0 | 0
3262 | Jocassee | Duke | SC | 100% | TRUE | 0 | 0 | 0 | 0 | 0 | 0 | 0 | 0 | 0 | 0 | 0 | 0 | 0
3264 | W S Lee | Duke | SC | 100% | TRUE | 127393 | 127393 | 0 | 124215.549 | 3177.451 | 0 | 0 | 0 | 0 | 88857.5687 | 0.456 | 64.038 | 0
3265 | Oconee | Duke | SC | 100% | TRUE | 21798744 | 0 | 0 | 0 | 0 | 21798744 | 0 | 0 | 0 | 0 | 0 | 0 | 0
3266 | Rocky Creek | Duke | SC | 100% | TRUE | 0 | 0 | 0 | 0 | 0 | 0 | 0 | 0 | 0 | 0 | 0 | 0 | 0
3267 | Saluda Dam | Northbrook Energy | SC | 100% | FALSE | 4596 | 0 | 0 | 0 | 0 | 0 | 4596 | 0 | 0 | 0 | 0 | 0 | 0
3270 | Wateree Hydro | Duke | SC | 100% | TRUE | 170321 | 0 | 0 | 0 | 0 | 0 | 170321 | 0 | 0 | 0 | 0 | 0 | 0
3271 | Wylie | Duke | SC | 100% | TRUE | 98272 | 0 | 0 | 0 | 0 | 0 | 98272 | 0 | 0 | 0 | 0 | 0 | 0
3272 | 99 Islands | Duke | SC | 100% | TRUE | 50585 | 0 | 0 | 0 | 0 | 0 | 50585 | 0 | 0 | 0 | 0 | 0 | 0
3275 | Lockhart | Lockhart Power Co | SC | 100% | FALSE | 46937 | 0 | 0 | 0 | 0 | 0 | 46937 | 0 | 0 | 0 | 0 | 0 | 0
3281 | Coit GT | SCANA | SC | 100% | TRUE | 801 | 801 | 0 | 707.491 | 93.509 | 0 | 0 | 0 | 0 | 942.7566 | 0 | 0 | 0
3285 | Hagood | SCANA | SC | 100% | TRUE | 32135 | 32135 | 0 | 30954.91 | 1180.09 | 0 | 0 | 0 | 0 | 21604.174 | 0.078 | 17.092 | 0
3286 | Hardeeville | SCANA | SC | 100% | TRUE | 0 | 0 | 0 | 0 | 0 | 0 | 0 | 0 | 0 | 0 | 0 | 0 | 0
3287 | McMeekin | SCANA | SC | 100% | TRUE | 345141.004 | 345141.004 | 0 | 344670.33 | 470.674 | 0 | 0 | 0 | 0 | 219097.5421 | 0.992 | 172.409 | 0
3289 | Neal Shoals | SCANA | SC | 100% | TRUE | 18089 | 0 | 0 | 0 | 0 | 0 | 18089 | 0 | 0 | 0 | 0 | 0 | 0
3290 | Parr Hydro | SCANA | SC | 100% | TRUE | 47117 | 0 | 0 | 0 | 0 | 0 | 47117 | 0 | 0 | 0 | 0 | 0 | 0
3291 | Parr GT | SCANA | SC | 100% | TRUE | 3309 | 3309 | 0 | 3248.57 | 60.43 | 0 | 0 | 0 | 0 | 3143.0437 | 0 | 0 | 0
3293 | Saluda Lexington | SCANA | SC | 100% | TRUE | 51487 | 0 | 0 | 0 | 0 | 0 | 51487 | 0 | 0 | 0 | 0 | 0 | 0
3295 | Urquhart | SCANA | SC | 100% | TRUE | 2311885.018 | 2311885.018 | 0 | 2310839.085 | 1045.933 | 0 | 0 | 0 | 0 | 1084179.4025 | 5.728 | 290.08 | 0
3297 | Wateree | SCANA | SC | 100% | TRUE | 3566445.956 | 3566445.956 | 3552767.1 | 0 | 13678.856 | 0 | 0 | 0 | 0 | 3777807.7675 | 1065.719 | 1832.473 | 9.4
3298 | Williams | SCANA | SC | 100% | TRUE | 2608439.031 | 2608439.031 | 2600935.8 | 2372.794 | 5130.437 | 0 | 0 | 0 | 0 | 2704669.9413 | 460.068 | 1816.797 | 4.4
3305 | Rocky River (SC) | City of Abbeville - (SC) | SC | 100% | FALSE | 2768 | 52 | 0 | 0 | 52 | 0 | 2716 | 0 | 0 | 44.6748 | 0 | 0 | 0
3318 | Hilton Head | Santee Cooper | SC | 100% | TRUE | 31 | 31 | 0 | 0 | 31 | 0 | 0 | 0 | 0 | 687.8118 | 2.275 | 5.459 | 0
3319 | Jefferies | Santee Cooper | SC | 100% | TRUE | 220121 | 0 | 0 | 0 | 0 | 0 | 220121 | 0 | 0 | 0 | 0 | 0 | 0
3320 | Myrtle Beach | Santee Cooper | SC | 100% | TRUE | 546 | 546 | 0 | 0 | 546 | 0 | 0 | 0 | 0 | 2432.3283 | 5.442 | 13.062 | 0
3321 | Spillway | Santee Cooper | SC | 100% | TRUE | 16626 | 0 | 0 | 0 | 0 | 0 | 16626 | 0 | 0 | 0 | 0 | 0 | 0
3323 | J Strom Thurmond | US Corps of Engineers | SC | 100% | TRUE | 517386 | 0 | 0 | 0 | 0 | 0 | 517386 | 0 | 0 | 0 | 0 | 0 | 0
3325 | Ben French | Black Hills Corp | SD | 100% | FALSE | 3494.96 | 3494.96 | 0 | 3277.543 | 217.417 | 0 | 0 | 0 | 0 | 8032.1337 | 0 | 0 | 0
3338 | Aberdeen CT | NorthWestern Energy | SD | 100% | FALSE | 10379 | 10379 | 0 | 10170.776 | 208.224 | 0 | 0 | 0 | 0 | 6892.5052 | 0.064 | 30.636 | 0
3341 | Clark (SD) | NorthWestern Energy | SD | 100% | FALSE | 0 | 0 | 0 | 0 | 0 | 0 | 0 | 0 | 0 | 15.1633 | 0 | 0 | 0
3342 | Faulkton | NorthWestern Energy | SD | 100% | FALSE | 0 | 0 | 0 | 0 | 0 | 0 | 0 | 0 | 0 | 48.914 | 0 | 0 | 0
3344 | Huron | NorthWestern Energy | SD | 100% | FALSE | 1271 | 1271 | 0 | 1270.081 | 0.919 | 0 | 0 | 0 | 0 | 1411.4774 | 0.029 | 32.465 | 0
3346 | Mobile Unit | NorthWestern Energy | SD | 100% | FALSE | 0 | 0 | 0 | 0 | 0 | 0 | 0 | 0 | 0 | 21.2776 | 0 | 0 | 0
3352 | Lake Preston | Otter Tail Power | SD | 100% | FALSE | 380 | 380 | 0 | 0 | 380 | 0 | 0 | 0 | 0 | 728.3289 | 0 | 0 | 0
3356 | Oahe | US Corps of Engineers | SD | 100% | TRUE | 2621907 | 0 | 0 | 0 | 0 | 0 | 2621907 | 0 | 0 | 0 | 0 | 0 | 0
3373 | Fort Randall | US Corps of Engineers | SD | 100% | TRUE | 1677525 | 0 | 0 | 0 | 0 | 0 | 1677525 | 0 | 0 | 0 | 0 | 0 | 0
3375 | Big Bend Dam | US Corps of Engineers | SD | 100% | TRUE | 954403 | 0 | 0 | 0 | 0 | 0 | 954403 | 0 | 0 | 0 | 0 | 0 | 0
3393 | Allen | Tennessee Valley Authority | TN | 100% | TRUE | 3302249.176 | 3302249.176 | 3275922 | 6453.173 | 19874.003 | 0 | 0 | 0 | 0 | 3751326.1842 | 7636.691 | 1583.566 | 20
3394 | Apalachia | Tennessee Valley Authority | TN | 100% | TRUE | 310805 | 0 | 0 | 0 | 0 | 0 | 310805 | 0 | 0 | 0 | 0 | 0 | 0
3395 | Boone Dam | Tennessee Valley Authority | TN | 100% | TRUE | 139096 | 0 | 0 | 0 | 0 | 0 | 139096 | 0 | 0 | 0 | 0 | 0 | 0
3396 | Bull Run | Tennessee Valley Authority | TN | 100% | TRUE | 2911037.036 | 2911037.036 | 2894822.6 | 0 | 16214.436 | 0 | 0 | 0 | 0 | 2886814.1124 | 563.136 | 1300.984 | 8.1
3397 | Cherokee Dam | Tennessee Valley Authority | TN | 100% | TRUE | 347507 | 0 | 0 | 0 | 0 | 0 | 347507 | 0 | 0 | 0 | 0 | 0 | 0
3398 | Chickamauga | Tennessee Valley Authority | TN | 100% | TRUE | 755999 | 0 | 0 | 0 | 0 | 0 | 755999 | 0 | 0 | 0 | 0 | 0 | 0
3399 | Cumberland (TN) | Tennessee Valley Authority | TN | 100% | TRUE | 8795979.555 | 8795979.555 | 8735268.8 | 0 | 60710.755 | 0 | 0 | 0 | 0 | 9629547.6971 | 6649.123 | 3424.872 | 27
3400 | Douglas Dam | Tennessee Valley Authority | TN | 100% | TRUE | 381354 | 0 | 0 | 0 | 0 | 0 | 381354 | 0 | 0 | 0 | 0 | 0 | 0
3401 | Fort Patrick Henry | Tennessee Valley Authority | TN | 100% | TRUE | 107901 | 0 | 0 | 0 | 0 | 0 | 107901 | 0 | 0 | 0 | 0 | 0 | 0
3402 | Fort Loudoun | Tennessee Valley Authority | TN | 100% | TRUE | 733407 | 0 | 0 | 0 | 0 | 0 | 733407 | 0 | 0 | 0 | 0 | 0 | 0
3403 | Gallatin (TN) | Tennessee Valley Authority | TN | 100% | TRUE | 5326075.044 | 5326075.044 | 5135474.7 | 184807.31 | 5793.034 | 0 | 0 | 0 | 0 | 6176369.447 | 1113.146 | 5252.927 | 42
3404 | Great Falls (TN) | Tennessee Valley Authority | TN | 100% | TRUE | 119165 | 0 | 0 | 0 | 0 | 0 | 119165 | 0 | 0 | 0 | 0 | 0 | 0
3405 | John Sevier | Tennessee Valley Authority | TN | 100% | TRUE | 5199092 | 5199092 | 0 | 5199092 | 0 | 0 | 0 | 0 | 0 | 2210601.176 | 11.164 | 181.142 | 0
3406 | Johnsonville | Tennessee Valley Authority | TN | 100% | TRUE | 1365849.993 | 1365849.993 | 1216078.734 | 143740.489 | 6030.77 | 0 | 0 | 0 | 0 | 2558063.014 | 6330.481 | 1906.095 | 2.7
3407 | Kingston | Tennessee Valley Authority | TN | 100% | TRUE | 4635016.982 | 4635016.982 | 4626615.3 | 0 | 8401.682 | 0 | 0 | 0 | 0 | 5432981.8932 | 1998.67 | 1692.322 | 27
3408 | Melton Hill | Tennessee Valley Authority | TN | 100% | TRUE | 66920 | 0 | 0 | 0 | 0 | 0 | 66920 | 0 | 0 | 0 | 0 | 0 | 0
3409 | Nickajack | Tennessee Valley Authority | TN | 100% | TRUE | 609172 | 0 | 0 | 0 | 0 | 0 | 609172 | 0 | 0 | 0 | 0 | 0 | 0
3411 | Norris Dam | Tennessee Valley Authority | TN | 100% | TRUE | 382957 | 0 | 0 | 0 | 0 | 0 | 382957 | 0 | 0 | 0 | 0 | 0 | 0
3412 | Ocoee 1 | Tennessee Valley Authority | TN | 100% | TRUE | 54738 | 0 | 0 | 0 | 0 | 0 | 54738 | 0 | 0 | 0 | 0 | 0 | 0
3413 | Ocoee 2 | Tennessee Valley Authority | TN | 100% | TRUE | 55519 | 0 | 0 | 0 | 0 | 0 | 55519 | 0 | 0 | 0 | 0 | 0 | 0
3414 | Ocoee 3 | Tennessee Valley Authority | TN | 100% | TRUE | 118583 | 0 | 0 | 0 | 0 | 0 | 118583 | 0 | 0 | 0 | 0 | 0 | 0
3415 | Pickwick Landing Dam | Tennessee Valley Authority | TN | 100% | TRUE | 1293270 | 0 | 0 | 0 | 0 | 0 | 1293270 | 0 | 0 | 0 | 0 | 0 | 0
3416 | South Holston | Tennessee Valley Authority | TN | 100% | TRUE | 86015 | 0 | 0 | 0 | 0 | 0 | 86015 | 0 | 0 | 0 | 0 | 0 | 0
3417 | Tims Ford | Tennessee Valley Authority | TN | 100% | TRUE | 36382 | 0 | 0 | 0 | 0 | 0 | 36382 | 0 | 0 | 0 | 0 | 0 | 0
3418 | Watauga | Tennessee Valley Authority | TN | 100% | TRUE | 77196 | 0 | 0 | 0 | 0 | 0 | 77196 | 0 | 0 | 0 | 0 | 0 | 0
3420 | Watts Bar Hydro | Tennessee Valley Authority | TN | 100% | TRUE | 890182 | 0 | 0 | 0 | 0 | 0 | 890182 | 0 | 0 | 0 | 0 | 0 | 0
3421 | Wilbur | Tennessee Valley Authority | TN | 100% | TRUE | 12873 | 0 | 0 | 0 | 0 | 0 | 12873 | 0 | 0 | 0 | 0 | 0 | 0
3423 | Cordell Hull | US Corps of Engineers | TN | 100% | TRUE | 403695 | 0 | 0 | 0 | 0 | 0 | 403695 | 0 | 0 | 0 | 0 | 0 | 0
3424 | Dale Hollow | US Corps of Engineers | TN | 100% | TRUE | 118031 | 0 | 0 | 0 | 0 | 0 | 118031 | 0 | 0 | 0 | 0 | 0 | 0
3426 | Old Hickory | US Corps of Engineers | TN | 100% | TRUE | 484852 | 0 | 0 | 0 | 0 | 0 | 484852 | 0 | 0 | 0 | 0 | 0 | 0
3428 | J P Priest | US Corps of Engineers | TN | 100% | TRUE | 53316 | 0 | 0 | 0 | 0 | 0 | 53316 | 0 | 0 | 0 | 0 | 0 | 0
3437 | Eagle Pass | Maverick Cty Water Control & Improvement | TX | 100% | FALSE | 32753 | 0 | 0 | 0 | 0 | 0 | 32753 | 0 | 0 | 0 | 0 | 0 | 0
3439 | Laredo | Riverstone | TX | 100% | TRUE | 111766 | 111766 | 0 | 111766 | 0 | 0 | 0 | 0 | 0 | 64907.397 | 0.328 | 6.048 | 0
3441 | Nueces Bay | Riverstone | TX | 100% | TRUE | 1122885 | 1122885 | 0 | 1122885 | 0 | 0 | 0 | 0 | 0 | 512875.834 | 2.589 | 74.306 | 0
3443 | Victoria | Rockland Capital | TX | 100% | FALSE | 552927 | 552927 | 0 | 552927 | 0 | 0 | 0 | 0 | 0 | 259065.865 | 1.308 | 44.119 | 0
3452 | Lake Hubbard | Vistra Energy | TX | 100% | TRUE | 172266 | 172266 | 0 | 172266 | 0 | 0 | 0 | 0 | 0 | 118348.517 | 0.597 | 35.531 | 0
3453 | Mountain Creek | Exelon | TX | 100% | TRUE | 182896 | 182896 | 0 | 182896 | 0 | 0 | 0 | 0 | 0 | 133125.288 | 0.672 | 69.04 | 0
3456 | Newman | El Paso Electric | TX | 100% | TRUE | 1943641 | 1943641 | 0 | 1943641 | 0 | 0 | 0 | 0 | 0 | 1270609.932 | 6.415 | 2029.653 | 0
3457 | Lewis Creek | Entergy | TX | 100% | TRUE | 1735264 | 1735264 | 0 | 1735264 | 0 | 0 | 0 | 0 | 0 | 1020654.183 | 5.152 | 167.869 | 0
3459 | Sabine | Entergy | TX | 100% | TRUE | 3497963.98 | 3497963.98 | 0 | 3497951.9 | 12.08 | 0 | 0 | 0 | 0 | 2647605.9966 | 11.372 | 2579.825 | 0
3460 | Cedar Bayou | NRG | TX | 100% | TRUE | 1692521 | 1692521 | 0 | 1692521 | 0 | 0 | 0 | 0 | 0 | 1059481.257 | 5.349 | 536.73 | 0
3464 | Greens Bayou | NRG | TX | 100% | TRUE | 11481 | 11481 | 0 | 11481 | 0 | 0 | 0 | 0 | 0 | 11470.6772 | 0.06 | 21.952 | 0
3468 | Sam Bertron | NRG | TX | 100% | TRUE | 0 | 0 | 0 | 0 | 0 | 0 | 0 | 0 | 0 | 0 | 0 | 0 | 0
3469 | T H Wharton | NRG | TX | 100% | TRUE | 437032 | 437032 | 0 | 437032 | 0 | 0 | 0 | 0 | 0 | 254256.9761 | 1.41 | 83.26 | 0
3470 | W A Parish | NRG | TX | 100% | TRUE | 16206604.6 | 16206604.6 | 15177465 | 1029139.6 | 0 | 0 | 0 | 0 | 0 | 17495230.4531 | 37648.767 | 5627.512 | 57.7
3476 | Knox Lee | AEP | TX | 100% | TRUE | 51891 | 51891 | 0 | 51891 | 0 | 0 | 0 | 0 | 0 | 38419.261 | 0.195 | 42.951 | 0
3477 | Lone Star | AEP | TX | 100% | TRUE | 1131 | 1131 | 0 | 1131 | 0 | 0 | 0 | 0 | 0 | 942.018 | 0.005 | 0.852 | 0
3478 | Wilkes | AEP | TX | 100% | TRUE | 408356 | 408356 | 0 | 408356 | 0 | 0 | 0 | 0 | 0 | 296653.956 | 1.498 | 318.533 | 0
3482 | Jones | Xcel | TX | 100% | TRUE | 963347.996 | 963347.996 | 0 | 963027.98 | 320.016 | 0 | 0 | 0 | 0 | 636858.9391 | 3.215 | 439.466 | 0
3484 | Nichols | Xcel | TX | 100% | TRUE | 396830 | 396830 | 0 | 396830 | 0 | 0 | 0 | 0 | 0 | 298592.755 | 1.506 | 290.735 | 0
3485 | Plant X | Xcel | TX | 100% | TRUE | 452898.005 | 452898.005 | 0 | 452786.13 | 111.875 | 0 | 0 | 0 | 0 | 312415.2199 | 1.574 | 279.191 | 0
3490 | Graham | Vistra Energy | TX | 100% | TRUE | 70708 | 70708 | 0 | 70708 | 0 | 0 | 0 | 0 | 0 | 48572.537 | 0.245 | 110.934 | 0
3491 | Handley | Exelon | TX | 100% | TRUE | 354861 | 354861 | 0 | 354861 | 0 | 0 | 0 | 0 | 0 | 255312.793 | 1.289 | 51.979 | 0
3492 | Morgan Creek | Vistra Energy | TX | 100% | TRUE | 4552 | 4552 | 0 | 4468.295 | 83.705 | 0 | 0 | 0 | 0 | 4344.9575 | 0.653 | 25.558 | 0
3494 | Permian Basin | Vistra Energy | TX | 100% | TRUE | 31909 | 31909 | 0 | 31795.02 | 113.98 | 0 | 0 | 0 | 0 | 27558.9646 | 0.186 | 143.204 | 0
3497 | Big Brown | Vistra Energy | TX | 100% | TRUE | 7836989.011 | 7836989.011 | 7823874.9 | 13114.111 | 0 | 0 | 0 | 0 | 0 | 9489528.0719 | 47632.453 | 5798.412 | 276.153
3504 | Stryker Creek | Vistra Energy | TX | 100% | TRUE | 76190 | 76190 | 0 | 76190 | 0 | 0 | 0 | 0 | 0 | 55136.5844 | 0.286 | 44.056 | 0
3507 | Trinidad (TX) | Vistra Energy | TX | 100% | TRUE | 7974 | 7974 | 0 | 7974 | 0 | 0 | 0 | 0 | 0 | 6603.7077 | 0.038 | 11.008 | 0
3548 | Decker Creek | Austin Energy | TX | 100% | TRUE | 402421 | 402421 | 0 | 402421 | 0 | 0 | 0 | 0 | 0 | 250098.291 | 4.451 | 451.104 | 0
3559 | Silas Ray | Brownsville Public Utilities Board | TX | 100% | FALSE | 59201 | 59201 | 0 | 59192 | 9 | 0 | 0 | 0 | 0 | 37095.6566 | 0.19 | 34.175 | 0
3561 | Bryan (TX) | City of Bryan - (TX) | TX | 100% | FALSE | 311 | 311 | 0 | 311 | 0 | 0 | 0 | 0 | 0 | 377.1427 | 0 | 0 | 0
3576 | Ray Olinger | City of Garland - (TX) | TX | 100% | FALSE | 11820 | 11820 | 0 | 11820 | 0 | 0 | 0 | 0 | 0 | 9644.175 | 0.049 | 4.128 | 0
3581 | Abbott TP 3 | Guadalupe Blanco River Authority | TX | 100% | FALSE | 11599 | 0 | 0 | 0 | 0 | 0 | 11599 | 0 | 0 | 0 | 0 | 0 | 0
3582 | Dunlap TP 1 | Guadalupe Blanco River Authority | TX | 100% | FALSE | 16179 | 0 | 0 | 0 | 0 | 0 | 16179 | 0 | 0 | 0 | 0 | 0 | 0
3583 | H 4 | Guadalupe Blanco River Authority | TX | 100% | FALSE | 9798 | 0 | 0 | 0 | 0 | 0 | 9798 | 0 | 0 | 0 | 0 | 0 | 0
3584 | H 5 | Guadalupe Blanco River Authority | TX | 100% | FALSE | 0 | 0 | 0 | 0 | 0 | 0 | 0 | 0 | 0 | 0 | 0 | 0 | 0
3585 | Nolte | Guadalupe Blanco River Authority | TX | 100% | FALSE | 8476 | 0 | 0 | 0 | 0 | 0 | 8476 | 0 | 0 | 0 | 0 | 0 | 0
3586 | TP 4 | Guadalupe Blanco River Authority | TX | 100% | FALSE | 9258 | 0 | 0 | 0 | 0 | 0 | 9258 | 0 | 0 | 0 | 0 | 0 | 0
3594 | Austin | Lower CO River Authority | TX | 100% | TRUE | 24206 | 0 | 0 | 0 | 0 | 0 | 24206 | 0 | 0 | 0 | 0 | 0 | 0
3595 | Buchanan Dam (TX) | Lower CO River Authority | TX | 100% | TRUE | 18646 | 0 | 0 | 0 | 0 | 0 | 18646 | 0 | 0 | 0 | 0 | 0 | 0
3597 | Granite Shoals | Lower CO River Authority | TX | 100% | TRUE | 21585 | 0 | 0 | 0 | 0 | 0 | 21585 | 0 | 0 | 0 | 0 | 0 | 0
3598 | Inks | Lower CO River Authority | TX | 100% | TRUE | 9154 | 0 | 0 | 0 | 0 | 0 | 9154 | 0 | 0 | 0 | 0 | 0 | 0
3599 | Marble Falls | Lower CO River Authority | TX | 100% | TRUE | 14315 | 0 | 0 | 0 | 0 | 0 | 14315 | 0 | 0 | 0 | 0 | 0 | 0
3600 | Marshall Ford | Lower CO River Authority | TX | 100% | TRUE | 92168 | 0 | 0 | 0 | 0 | 0 | 92168 | 0 | 0 | 0 | 0 | 0 | 0
3601 | Sim Gideon | Lower CO River Authority | TX | 100% | TRUE | 326136 | 326136 | 0 | 326136 | 0 | 0 | 0 | 0 | 0 | 216663.404 | 1.094 | 310.272 | 0
3602 | Ty Cooke | City of Lubbock - (TX) | TX | 100% | FALSE | 2402 | 2402 | 0 | 2402 | 0 | 0 | 0 | 0 | 0 | 2817.0271 | 0 | 0 | 0
3604 | J Robert Massengale | City of Lubbock - (TX) | TX | 100% | FALSE | 89483 | 89483 | 0 | 89483 | 0 | 0 | 0 | 0 | 0 | 50161.7262 | 0.252 | 18.213 | 0
3609 | Leon Creek | CPS Energy | TX | 100% | TRUE | 97525 | 97525 | 0 | 97525 | 0 | 0 | 0 | 0 | 0 | 65487.558 | 0.33 | 10.787 | 0
3611 | O W Sommers | CPS Energy | TX | 100% | TRUE | 421777.999 | 421777.999 | 0 | 421668.02 | 109.979 | 0 | 0 | 0 | 0 | 309675.4413 | 1.802 | 345.483 | 0
3612 | V H Braunig | CPS Energy | TX | 100% | TRUE | 455435 | 455435 | 0 | 455172.191 | 262.809 | 0 | 0 | 0 | 0 | 311326.3004 | 6.8 | 635.724 | 0
3628 | R W Miller | Brazos Electric Power Coop | TX | 100% | FALSE | 141901.003 | 141901.003 | 0 | 141338.932 | 562.071 | 0 | 0 | 0 | 0 | 110521.3604 | 0.77 | 110.034 | 0
3630 | Pearsall | South Texas Electric Coop, Inc | TX | 100% | FALSE | 175075 | 175075 | 0 | 175075 | 0 | 0 | 0 | 0 | 0 | 98020.1529 | 0 | 0 | 0
3631 | Sam Rayburn | South Texas Electric Coop, Inc | TX | 100% | FALSE | 137771 | 137771 | 0 | 137552 | 219 | 0 | 0 | 0 | 0 | 86722.1469 | 0.4 | 13.652 | 0
3643 | Upper Beaver | Beaver City Corporation | UT | 100% | FALSE | 10768 | 0 | 0 | 0 | 0 | 0 | 10768 | 0 | 0 | 0 | 0 | 0 | 0
3646 | Cutler Hydro | Berkshire Hathaway Energy | UT | 100% | TRUE | 147609 | 0 | 0 | 0 | 0 | 0 | 147609 | 0 | 0 | 0 | 0 | 0 | 0
3648 | Gadsby | Berkshire Hathaway Energy | UT | 100% | TRUE | 92814 | 92814 | 0 | 92814 | 0 | 0 | 0 | 0 | 0 | 86436.475 | 0.436 | 39.295 | 0
3651 | Granite | Berkshire Hathaway Energy | UT | 100% | TRUE | 7476 | 0 | 0 | 0 | 0 | 0 | 7476 | 0 | 0 | 0 | 0 | 0 | 0
3656 | Pioneer | Berkshire Hathaway Energy | UT | 100% | TRUE | 27134 | 0 | 0 | 0 | 0 | 0 | 27134 | 0 | 0 | 0 | 0 | 0 | 0
3658 | Snake Creek | Heber Light & Power Company | UT | 100% | FALSE | 4010 | 0 | 0 | 0 | 0 | 0 | 4010 | 0 | 0 | 0 | 0 | 0 | 0
3659 | Stairs | Berkshire Hathaway Energy | UT | 100% | TRUE | 5643 | 0 | 0 | 0 | 0 | 0 | 5643 | 0 | 0 | 0 | 0 | 0 | 0
3661 | Weber | Berkshire Hathaway Energy | UT | 100% | TRUE | 0 | 0 | 0 | 0 | 0 | 0 | 0 | 0 | 0 | 0 | 0 | 0 | 0
3665 | Bountiful City | City of Bountiful | UT | 100% | FALSE | 19783 | 19783 | 0 | 19783 | 0 | 0 | 0 | 0 | 0 | 12589.8902 | 0 | 0 | 0
3666 | Brigham City | Brigham City Corporation | UT | 100% | FALSE | 10960 | 0 | 0 | 0 | 0 | 0 | 10960 | 0 | 0 | 0 | 0 | 0 | 0
3675 | Hydro III | City of Logan - (UT) | UT | 100% | FALSE | 6049 | 0 | 0 | 0 | 0 | 0 | 6049 | 0 | 0 | 0 | 0 | 0 | 0
3676 | Manti Upper | City of Manti - (UT) | UT | 100% | FALSE | 516 | 0 | 0 | 0 | 0 | 0 | 516 | 0 | 0 | 0 | 0 | 0 | 0
3688 | Bartholomew | City of Springville - (UT) | UT | 100% | FALSE | 3224 | 0 | 0 | 0 | 0 | 0 | 3224 | 0 | 0 | 0 | 0 | 0 | 0
3691 | Spanish Fork | Strawberry Water Users Assn | UT | 100% | FALSE | 12860 | 0 | 0 | 0 | 0 | 0 | 12860 | 0 | 0 | 0 | 0 | 0 | 0
3699 | Boulder | Garkane Energy Coop, Inc | UT | 100% | FALSE | 24525 | 0 | 0 | 0 | 0 | 0 | 24525 | 0 | 0 | 0 | 0 | 0 | 0
3704 | Uintah | Moon Lake Electric Assn Inc | UT | 100% | FALSE | 7181 | 0 | 0 | 0 | 0 | 0 | 7181 | 0 | 0 | 0 | 0 | 0 | 0
3708 | Ascutney | Gaz Metro | VT | 100% | FALSE | 733 | 733 | 0 | 0 | 733 | 0 | 0 | 0 | 0 | 1450.6251 | 0 | 0 | 0
3709 | Smith (VT) | Gaz Metro | VT | 100% | FALSE | 4397 | 0 | 0 | 0 | 0 | 0 | 4397 | 0 | 0 | 0 | 0 | 0 | 0
3710 | Cavendish | Gaz Metro | VT | 100% | FALSE | 5394 | 0 | 0 | 0 | 0 | 0 | 5394 | 0 | 0 | 0 | 0 | 0 | 0
3711 | Clark Falls | Gaz Metro | VT | 100% | FALSE | 17762 | 0 | 0 | 0 | 0 | 0 | 17762 | 0 | 0 | 0 | 0 | 0 | 0
3712 | Fairfax Falls | Gaz Metro | VT | 100% | FALSE | 22261 | 0 | 0 | 0 | 0 | 0 | 22261 | 0 | 0 | 0 | 0 | 0 | 0
3714 | Glen | Gaz Metro | VT | 100% | FALSE | 4743 | 0 | 0 | 0 | 0 | 0 | 4743 | 0 | 0 | 0 | 0 | 0 | 0
3716 | Lower Middlebury | Gaz Metro | VT | 100% | FALSE | 5357 | 0 | 0 | 0 | 0 | 0 | 5357 | 0 | 0 | 0 | 0 | 0 | 0
3717 | Milton | Gaz Metro | VT | 100% | FALSE | 37890 | 0 | 0 | 0 | 0 | 0 | 37890 | 0 | 0 | 0 | 0 | 0 | 0
3720 | Peterson | Gaz Metro | VT | 100% | FALSE | 27851 | 0 | 0 | 0 | 0 | 0 | 27851 | 0 | 0 | 0 | 0 | 0 | 0
3722 | Pittsford | Gaz Metro | VT | 100% | FALSE | 9608 | 0 | 0 | 0 | 0 | 0 | 9608 | 0 | 0 | 0 | 0 | 0 | 0
3723 | Rutland | Gaz Metro | VT | 100% | FALSE | 731 | 731 | 0 | 0 | 731 | 0 | 0 | 0 | 0 | 1494.8922 | 0 | 0 | 0
3724 | Salisbury | Gaz Metro | VT | 100% | FALSE | 3121 | 0 | 0 | 0 | 0 | 0 | 3121 | 0 | 0 | 0 | 0 | 0 | 0
3725 | Silver Lake (VT) | Gaz Metro | VT | 100% | FALSE | 5259 | 0 | 0 | 0 | 0 | 0 | 5259 | 0 | 0 | 0 | 0 | 0 | 0
3728 | Weybridge | Gaz Metro | VT | 100% | FALSE | 13429 | 0 | 0 | 0 | 0 | 0 | 13429 | 0 | 0 | 0 | 0 | 0 | 0
3731 | Newport | Great Bay Hydro Corp | VT | 100% | FALSE | 16959 | 0 | 0 | 0 | 0 | 0 | 16959 | 0 | 0 | 0 | 0 | 0 | 0
3734 | Berlin 5 | Gaz Metro | VT | 100% | FALSE | 2727 | 2727 | 0 | 0 | 2727 | 0 | 0 | 0 | 0 | 3596.9 | 0 | 0 | 0
3735 | Colchester 16 | Gaz Metro | VT | 100% | FALSE | 1009 | 1009 | 0 | 0 | 1009 | 0 | 0 | 0 | 0 | 2423.3607 | 0 | 0 | 0
3737 | Essex Junction 19 | Gaz Metro | VT | 100% | FALSE | 34588 | 747 | 0 | 0 | 747 | 0 | 33841 | 0 | 0 | 595.9351 | 0 | 0 | 0
3739 | Marshfield 6 | Gaz Metro | VT | 100% | FALSE | 11248 | 0 | 0 | 0 | 0 | 0 | 11248 | 0 | 0 | 0 | 0 | 0 | 0
3740 | Middlesex 2 | Gaz Metro | VT | 100% | FALSE | 14158 | 0 | 0 | 0 | 0 | 0 | 14158 | 0 | 0 | 0 | 0 | 0 | 0
3743 | West Danville 15 | Gaz Metro | VT | 100% | FALSE | 3151 | 0 | 0 | 0 | 0 | 0 | 3151 | 0 | 0 | 0 | 0 | 0 | 0
3745 | Bellows Falls | ArcLight Capital | VT | 100% | TRUE | 238173 | 0 | 0 | 0 | 0 | 0 | 238173 | 0 | 0 | 0 | 0 | 0 | 0
3746 | Harriman | ArcLight Capital | VT | 100% | TRUE | 110915 | 0 | 0 | 0 | 0 | 0 | 110915 | 0 | 0 | 0 | 0 | 0 | 0
3750 | Canaan | Eversource | VT | 100% | FALSE | 7465 | 0 | 0 | 0 | 0 | 0 | 7465 | 0 | 0 | 0 | 0 | 0 | 0
3753 | West Charleston | Barton Village, Inc | VT | 100% | FALSE | 4025 | 0 | 0 | 0 | 0 | 0 | 4025 | 0 | 0 | 0 | 0 | 0 | 0
3754 | Burlington GT | City of Burlington Electric - (VT) | VT | 100% | FALSE | 406 | 406 | 0 | 0 | 406 | 0 | 0 | 0 | 0 | 752.3 | 0 | 0 | 0
3762 | Great Falls (VT) | Village of Lyndonville - (VT) | VT | 100% | FALSE | 3878 | 0 | 0 | 0 | 0 | 0 | 3878 | 0 | 0 | 0 | 0 | 0 | 0
3764 | Morrisville | Village of Morrisville - (VT) | VT | 100% | FALSE | 5750 | 0 | 0 | 0 | 0 | 0 | 5750 | 0 | 0 | 0 | 0 | 0 | 0
3765 | Cadys Falls | Village of Morrisville - (VT) | VT | 100% | FALSE | 2144 | 0 | 0 | 0 | 0 | 0 | 2144 | 0 | 0 | 0 | 0 | 0 | 0
3772 | Buck Hydro | AEP | VA | 100% | TRUE | 36726 | 0 | 0 | 0 | 0 | 0 | 36726 | 0 | 0 | 0 | 0 | 0 | 0
3773 | Byllesby 2 | AEP | VA | 100% | TRUE | 48330 | 0 | 0 | 0 | 0 | 0 | 48330 | 0 | 0 | 0 | 0 | 0 | 0
3774 | Claytor | AEP | VA | 100% | TRUE | 176351 | 0 | 0 | 0 | 0 | 0 | 176351 | 0 | 0 | 0 | 0 | 0 | 0
3775 | Clinch River | AEP | VA | 100% | TRUE | 226677 | 226677 | 0 | 226677 | 0 | 0 | 0 | 0 | 0 | 167444.976 | 72.552 | 207.007 | 0
3777 | Leesville | AEP | VA | 100% | TRUE | 57756 | 0 | 0 | 0 | 0 | 0 | 57756 | 0 | 0 | 0 | 0 | 0 | 0
3778 | Niagara | AEP | VA | 100% | TRUE | 0 | 0 | 0 | 0 | 0 | 0 | 0 | 0 | 0 | 0 | 0 | 0 | 0
3779 | Reusens | Eagle Creek RE LLC | VA | 100% | FALSE | 2598 | 0 | 0 | 0 | 0 | 0 | 2598 | 0 | 0 | 0 | 0 | 0 | 0
3780 | Smith Mountain | AEP | VA | 100% | TRUE | 295368 | 0 | 0 | 0 | 0 | 0 | 295368 | 0 | 0 | 0 | 0 | 0 | 0
3782 | Bayview | Calpine | VA | 100% | TRUE | 1619 | 1619 | 0 | 0 | 1619 | 0 | 0 | 0 | 0 | 1387.8522 | 0 | 0 | 0
3785 | Tasley | Calpine | VA | 100% | TRUE | 654 | 654 | 0 | 0 | 654 | 0 | 0 | 0 | 0 | 1005.7526 | 0.263 | 14.807 | 0
3789 | Luray Hydro Station | PE Hydro Generation, LLC | VA | 100% | FALSE | 3894 | 0 | 0 | 0 | 0 | 0 | 3894 | 0 | 0 | 0 | 0 | 0 | 0
3790 | Newport Hydro Station | PE Hydro Generation, LLC | VA | 100% | FALSE | 4427 | 0 | 0 | 0 | 0 | 0 | 4427 | 0 | 0 | 0 | 0 | 0 | 0
3796 | Bremo Bluff | Dominion | VA | 100% | TRUE | 123735 | 123735 | 0 | 123735 | 0 | 0 | 0 | 0 | 0 | 79534.057 | 0.402 | 86.306 | 0
3797 | Chesterfield | Dominion | VA | 100% | TRUE | 6447512.94 | 6447512.94 | 3360222.8 | 3060429.2 | 26860.94 | 0 | 0 | 0 | 0 | 4954540.7044 | 1358.573 | 2430.872 | 22
3798 | Cushaw | Dominion | VA | 100% | TRUE | 6796 | 0 | 0 | 0 | 0 | 0 | 6796 | 0 | 0 | 0 | 0 | 0 | 0
3799 | Low Moor | Dominion | VA | 100% | TRUE | 238 | 238 | 0 | 0 | 238 | 0 | 0 | 0 | 0 | 335.0606 | 0 | 0 | 0
3800 | Northern Neck | Dominion | VA | 100% | TRUE | 627 | 627 | 0 | 0 | 627 | 0 | 0 | 0 | 0 | 903.6854 | 0 | 0 | 0
3803 | Chesapeake | Dominion | VA | 100% | TRUE | 0 | 0 | 0 | 0 | 0 | 0 | 0 | 0 | 0 | 140.8722 | 0 | 0 | 0
3804 | Possum Point | Dominion | VA | 100% | TRUE | 2804786.034 | 2804786.034 | 0 | 2742080.953 | 62705.081 | 0 | 0 | 0 | 0 | 1370663.222 | 212.46 | 210.947 | 0
3806 | Surry | Dominion | VA | 100% | TRUE | 14427647 | 0 | 0 | 0 | 0 | 14427647 | 0 | 0 | 0 | 0 | 0 | 0 | 0
3809 | Yorktown | Dominion | VA | 100% | TRUE | 86579 | 86579 | 31809.666 | 15200.188 | 39569.146 | 0 | 0 | 0 | 0 | 159258.536 | 971.404 | 263.933 | 0
3821 | Snowden | Town of Bedford - (VA) | VA | 100% | FALSE | 9205 | 0 | 0 | 0 | 0 | 0 | 9205 | 0 | 0 | 0 | 0 | 0 | 0
3825 | Pinnacles | City of Danville - (VA) | VA | 100% | FALSE | 22696 | 0 | 0 | 0 | 0 | 0 | 22696 | 0 | 0 | 0 | 0 | 0 | 0
3826 | Martinsville | City of Martinsville - (VA) | VA | 100% | FALSE | 1294 | 0 | 0 | 0 | 0 | 0 | 1294 | 0 | 0 | 0 | 0 | 0 | 0
3827 | Radford | City of Radford - (VA) | VA | 100% | FALSE | 0 | 0 | 0 | 0 | 0 | 0 | 0 | 0 | 0 | 0 | 0 | 0 | 0
3833 | John H Kerr | US Corps of Engineers | VA | 100% | TRUE | 394864 | 0 | 0 | 0 | 0 | 0 | 394864 | 0 | 0 | 0 | 0 | 0 | 0
3834 | Philpott Lake | US Corps of Engineers | VA | 100% | TRUE | 1801 | 0 | 0 | 0 | 0 | 0 | 1801 | 0 | 0 | 0 | 0 | 0 | 0
3845 | Transalta Centralia Generation | TransAlta | WA | 100% | FALSE | 5471713.951 | 5471713.951 | 5462642.514 | 0 | 9071.437 | 0 | 0 | 0 | 0 | 6358623.8012 | 1706.578 | 6225.861 | 63.91
3847 | Merwin | Berkshire Hathaway Energy | WA | 100% | TRUE | 629623 | 0 | 0 | 0 | 0 | 0 | 629623 | 0 | 0 | 0 | 0 | 0 | 0
3850 | Swift 1 | Berkshire Hathaway Energy | WA | 100% | TRUE | 866791 | 0 | 0 | 0 | 0 | 0 | 866791 | 0 | 0 | 0 | 0 | 0 | 0
3852 | Yale | Berkshire Hathaway Energy | WA | 100% | TRUE | 726025 | 0 | 0 | 0 | 0 | 0 | 726025 | 0 | 0 | 0 | 0 | 0 | 0
3853 | Crystal Mountain | Puget Holdings | WA | 100% | TRUE | 396 | 396 | 0 | 0 | 396 | 0 | 0 | 0 | 0 | 368.5667 | 0 | 0 | 0
3854 | Electron | Electron Hydro LLC | WA | 100% | FALSE | 128745 | 0 | 0 | 0 | 0 | 0 | 128745 | 0 | 0 | 0 | 0 | 0 | 0
3855 | Lower Baker | Puget Holdings | WA | 100% | TRUE | 313113 | 0 | 0 | 0 | 0 | 0 | 313113 | 0 | 0 | 0 | 0 | 0 | 0
3860 | Snoqualmie | Puget Holdings | WA | 100% | TRUE | 60899 | 0 | 0 | 0 | 0 | 0 | 60899 | 0 | 0 | 0 | 0 | 0 | 0
3861 | Upper Baker | Puget Holdings | WA | 100% | TRUE | 355744 | 0 | 0 | 0 | 0 | 0 | 355744 | 0 | 0 | 0 | 0 | 0 | 0
3866 | Little Falls (WA) | Avista | WA | 100% | TRUE | 183422 | 0 | 0 | 0 | 0 | 0 | 183422 | 0 | 0 | 0 | 0 | 0 | 0
3867 | Long Lake | Avista | WA | 100% | TRUE | 508341 | 0 | 0 | 0 | 0 | 0 | 508341 | 0 | 0 | 0 | 0 | 0 | 0
3868 | Meyers Falls | Hydro Technology Systems Inc | WA | 100% | FALSE | 11023 | 0 | 0 | 0 | 0 | 0 | 11023 | 0 | 0 | 0 | 0 | 0 | 0
3869 | Nine Mile | Avista | WA | 100% | TRUE | 114367 | 0 | 0 | 0 | 0 | 0 | 114367 | 0 | 0 | 0 | 0 | 0 | 0
3878 | Yelm | City of Centralia - (WA) | WA | 100% | FALSE | 85733 | 0 | 0 | 0 | 0 | 0 | 85733 | 0 | 0 | 0 | 0 | 0 | 0
3883 | Rocky Reach | PUD No 1 of Chelan County | WA | 100% | TRUE | 6141089 | 0 | 0 | 0 | 0 | 0 | 6141089 | 0 | 0 | 0 | 0 | 0 | 0
3886 | Wells | PUD No 1 of Douglas County | WA | 100% | FALSE | 4542200 | 0 | 0 | 0 | 0 | 0 | 4542200 | 0 | 0 | 0 | 0 | 0 | 0
3887 | Priest Rapids | PUD No 2 of Grant County | WA | 100% | TRUE | 4470009 | 0 | 0 | 0 | 0 | 0 | 4470009 | 0 | 0 | 0 | 0 | 0 | 0
3888 | Wanapum | PUD No 2 of Grant County | WA | 100% | TRUE | 5238337 | 0 | 0 | 0 | 0 | 0 | 5238337 | 0 | 0 | 0 | 0 | 0 | 0
3891 | Box Canyon | PUD No 1 of Pend Oreille County | WA | 100% | FALSE | 352670 | 0 | 0 | 0 | 0 | 0 | 352670 | 0 | 0 | 0 | 0 | 0 | 0
3895 | The Dalles | US Corps of Engineers | OR | 100% | TRUE | 7061605 | 0 | 0 | 0 | 0 | 0 | 7061605 | 0 | 0 | 0 | 0 | 0 | 0
3913 | Alder | City of Tacoma - (WA) | WA | 100% | FALSE | 232142 | 0 | 0 | 0 | 0 | 0 | 232142 | 0 | 0 | 0 | 0 | 0 | 0
3914 | Cushman 1 | City of Tacoma - (WA) | WA | 100% | FALSE | 145615 | 0 | 0 | 0 | 0 | 0 | 145615 | 0 | 0 | 0 | 0 | 0 | 0
3915 | Cushman 2 | City of Tacoma - (WA) | WA | 100% | FALSE | 229719 | 0 | 0 | 0 | 0 | 0 | 229719 | 0 | 0 | 0 | 0 | 0 | 0
3916 | LaGrande | City of Tacoma - (WA) | WA | 100% | FALSE | 398954 | 0 | 0 | 0 | 0 | 0 | 398954 | 0 | 0 | 0 | 0 | 0 | 0
3917 | Mayfield | City of Tacoma - (WA) | WA | 100% | FALSE | 870878 | 0 | 0 | 0 | 0 | 0 | 870878 | 0 | 0 | 0 | 0 | 0 | 0
3918 | Mossyrock | City of Tacoma - (WA) | WA | 100% | FALSE | 1265565 | 0 | 0 | 0 | 0 | 0 | 1265565 | 0 | 0 | 0 | 0 | 0 | 0
3921 | Chief Joseph | US Corps of Engineers | WA | 100% | TRUE | 11422433 | 0 | 0 | 0 | 0 | 0 | 11422433 | 0 | 0 | 0 | 0 | 0 | 0
3925 | Ice Harbor | US Corps of Engineers | WA | 100% | TRUE | 2036324 | 0 | 0 | 0 | 0 | 0 | 2036324 | 0 | 0 | 0 | 0 | 0 | 0
3926 | Little Goose | US Corps of Engineers | WA | 100% | TRUE | 2813434 | 0 | 0 | 0 | 0 | 0 | 2813434 | 0 | 0 | 0 | 0 | 0 | 0
3927 | Lower Monumental | US Corps of Engineers | WA | 100% | TRUE | 2767576 | 0 | 0 | 0 | 0 | 0 | 2767576 | 0 | 0 | 0 | 0 | 0 | 0
3929 | Packwood | Energy Northwest | WA | 100% | TRUE | 103512 | 0 | 0 | 0 | 0 | 0 | 103512 | 0 | 0 | 0 | 0 | 0 | 0
3935 | John E Amos | AEP | WV | 100% | TRUE | 13892341.335 | 13892341.335 | 13859312 | 0 | 33029.335 | 0 | 0 | 0 | 0 | 14039584.7624 | 5717.18 | 6239.591 | 88
3943 | FirstEnergy Fort Martin Power Station | FirstEnergy | WV | 100% | TRUE | 6266278.99 | 6266278.99 | 6245963.2 | 0 | 20315.79 | 0 | 0 | 0 | 0 | 6538504.9428 | 1540.236 | 9488.748 | 49.9
3954 | Mt Storm | Dominion | WV | 100% | TRUE | 6997538.042 | 6997538.042 | 6978336.6 | 0 | 19201.442 | 0 | 0 | 0 | 0 | 7369189.3138 | 2748.388 | 2856.322 | 42
3971 | Biron | Consolidated Water Power Co | WI | 100% | FALSE | 30754.35 | 0 | 0 | 0 | 0 | 0 | 30754.35 | 0 | 0 | 0 | 0 | 0 | 0
3972 | Du Bay | Consolidated Water Power Co | WI | 100% | FALSE | 48842.64 | 0 | 0 | 0 | 0 | 0 | 48842.64 | 0 | 0 | 0 | 0 | 0 | 0
3973 | Stevens Point | Consolidated Water Power Co | WI | 100% | FALSE | 32302.71 | 0 | 0 | 0 | 0 | 0 | 32302.71 | 0 | 0 | 0 | 0 | 0 | 0
3974 | Wisconsin Rapids | Consolidated Water Power Co | WI | 100% | FALSE | 56543.85 | 0 | 0 | 0 | 0 | 0 | 56543.85 | 0 | 0 | 0 | 0 | 0 | 0
3975 | Whiting | Consolidated Water Power Co | WI | 100% | FALSE | 30985.02 | 0 | 0 | 0 | 0 | 0 | 30985.02 | 0 | 0 | 0 | 0 | 0 | 0
3976 | Gordon | Dahlberg Light & Power Co | WI | 100% | FALSE | 0 | 0 | 0 | 0 | 0 | 0 | 0 | 0 | 0 | 0 | 0 | 0 | 0
3982 | Bay Front | Xcel | WI | 100% | TRUE | 175584 | 1766.015 | 447.552 | 1318.463 | 0 | 0 | 0 | 173817.985 | 0 | 2120.8359 | 82.02 | 354.139 | 0.37
3983 | Big Falls | Xcel | WI | 100% | TRUE | 51830 | 0 | 0 | 0 | 0 | 0 | 51830 | 0 | 0 | 0 | 0 | 0 | 0
3986 | Ladysmith Dam | Xcel | WI | 100% | TRUE | 15541 | 0 | 0 | 0 | 0 | 0 | 15541 | 0 | 0 | 0 | 0 | 0 | 0
3988 | Thornapple | Xcel | WI | 100% | TRUE | 11069 | 0 | 0 | 0 | 0 | 0 | 11069 | 0 | 0 | 0 | 0 | 0 | 0
3989 | White River (WI) | Xcel | WI | 100% | TRUE | 3861 | 0 | 0 | 0 | 0 | 0 | 3861 | 0 | 0 | 0 | 0 | 0 | 0
3991 | Fitchburg | MGE Energy | WI | 100% | FALSE | 0 | 0 | 0 | 0 | 0 | 0 | 0 | 0 | 0 | 0 | 0 | 0 | 0
3992 | Blount Street | MGE Energy | WI | 100% | FALSE | 16183 | 16183 | 0 | 16183 | 0 | 0 | 0 | 0 | 0 | 19356.243 | 0.075 | 30.024 | 0
3993 | Sycamore (WI) | MGE Energy | WI | 100% | FALSE | 15 | 15 | 0 | 15 | 0 | 0 | 0 | 0 | 0 | 254.0584 | 0 | 0 | 0
3995 | Arpin Dam | Renewable World Energies LLC | WI | 100% | FALSE | 8204 | 0 | 0 | 0 | 0 | 0 | 8204 | 0 | 0 | 0 | 0 | 0 | 0
3998 | Cedar Falls (WI) | Xcel | WI | 100% | TRUE | 44308 | 0 | 0 | 0 | 0 | 0 | 44308 | 0 | 0 | 0 | 0 | 0 | 0
4000 | Chippewa Falls | Xcel | WI | 100% | TRUE | 93086 | 0 | 0 | 0 | 0 | 0 | 93086 | 0 | 0 | 0 | 0 | 0 | 0
4002 | Dells | Xcel | WI | 100% | TRUE | 62992 | 0 | 0 | 0 | 0 | 0 | 62992 | 0 | 0 | 0 | 0 | 0 | 0
4005 | French Island | Xcel | WI | 100% | TRUE | 58533 | 569.641 | 0 | 185.641 | 384 | 0 | 0 | 57963.359 | 0 | 2270.7563 | 3.346 | 11.663 | 0
4007 | Holcombe | Xcel | WI | 100% | TRUE | 139006 | 0 | 0 | 0 | 0 | 0 | 139006 | 0 | 0 | 0 | 0 | 0 | 0
4008 | Jim Falls | Xcel | WI | 100% | TRUE | 187862 | 0 | 0 | 0 | 0 | 0 | 187862 | 0 | 0 | 0 | 0 | 0 | 0
4009 | Menomonie | Xcel | WI | 100% | TRUE | 29702 | 0 | 0 | 0 | 0 | 0 | 29702 | 0 | 0 | 0 | 0 | 0 | 0
4011 | St Croix Falls | Xcel | WI | 100% | TRUE | 111892 | 0 | 0 | 0 | 0 | 0 | 111892 | 0 | 0 | 0 | 0 | 0 | 0
4012 | Trego | Xcel | WI | 100% | TRUE | 9939 | 0 | 0 | 0 | 0 | 0 | 9939 | 0 | 0 | 0 | 0 | 0 | 0
4014 | Wheaton | Xcel | WI | 100% | TRUE | 73507 | 73507 | 0 | 72499.162 | 1007.838 | 0 | 0 | 0 | 0 | 63967.5207 | 0.563 | 182.753 | 0
4015 | Wissota | Xcel | WI | 100% | TRUE | 186735 | 0 | 0 | 0 | 0 | 0 | 186735 | 0 | 0 | 0 | 0 | 0 | 0
4018 | Clam River Dam | Renewable World Energies LLC | WI | 100% | FALSE | 5794 | 0 | 0 | 0 | 0 | 0 | 5794 | 0 | 0 | 0 | 0 | 0 | 0
4019 | Danbury Dam | Renewable World Energies LLC | WI | 100% | FALSE | 3243 | 0 | 0 | 0 | 0 | 0 | 3243 | 0 | 0 | 0 | 0 | 0 | 0
4020 | Frederic Diesel | Northwestern Wisconsin Elec Co | WI | 100% | FALSE | 0 | 0 | 0 | 0 | 0 | 0 | 0 | 0 | 0 | 7.2556 | 0 | 0 | 0
4021 | Grantsburg Diesel | Northwestern Wisconsin Elec Co | WI | 100% | FALSE | 0 | 0 | 0 | 0 | 0 | 0 | 0 | 0 | 0 | 16.0601 | 0 | 0 | 0
4041 | South Oak Creek | WEC Energy Group | WI | 100% | TRUE | 4717689.971 | 4717689.971 | 4695338.2 | 22351.771 | 0 | 0 | 0 | 0 | 0 | 5260516.3868 | 104.841 | 1630.487 | 16.5009
4042 | Valley (WI) | WEC Energy Group | WI | 100% | TRUE | 381617 | 381617 | 0 | 381606 | 11 | 0 | 0 | 0 | 0 | 214705.0105 | 2.319 | 253.348 | 0
4043 | Appleton | WEC Energy Group | WI | 100% | TRUE | 14389 | 0 | 0 | 0 | 0 | 0 | 14389 | 0 | 0 | 0 | 0 | 0 | 0
4044 | Oconto Falls Upper | N E W Hydro LLC | WI | 100% | FALSE | 9091 | 0 | 0 | 0 | 0 | 0 | 9091 | 0 | 0 | 0 | 0 | 0 | 0
4045 | Pine | WEC Energy Group | WI | 100% | TRUE | 22781 | 0 | 0 | 0 | 0 | 0 | 22781 | 0 | 0 | 0 | 0 | 0 | 0
4046 | Point Beach Nuclear Plant | NextEra Energy | WI | 100% | TRUE | 9648979 | 0 | 0 | 0 | 0 | 9648979 | 0 | 0 | 0 | 0 | 0 | 0 | 0
4050 | Edgewater | Alliant Energy | WI | 85.4% | TRUE | 3237965.5198 | 3237965.5198 | 3229982.5006 | 0 | 7983.0192 | 0 | 0 | 0 | 0 | 3613102.6531 | 3852.1231 | 1341.4169 | 14.5989
4053 | Kilbourn | Alliant Energy | WI | 100% | TRUE | 60803 | 0 | 0 | 0 | 0 | 0 | 60803 | 0 | 0 | 0 | 0 | 0 | 0
4056 | Prairie Du Sac | Alliant Energy | WI | 100% | TRUE | 156271 | 0 | 0 | 0 | 0 | 0 | 156271 | 0 | 0 | 0 | 0 | 0 | 0
4057 | Rock River | Alliant Energy | WI | 100% | TRUE | 16897 | 16897 | 0 | 16897 | 0 | 0 | 0 | 0 | 0 | 16119.2395 | 0.101 | 134.035 | 0
4059 | Sheepskin | Alliant Energy | WI | 100% | TRUE | 2797 | 2797 | 0 | 2797 | 0 | 0 | 0 | 0 | 0 | 3074.7675 | 2.97 | 34.67 | 0
4060 | Alexander | WEC Energy Group | WI | 100% | TRUE | 30220 | 0 | 0 | 0 | 0 | 0 | 30220 | 0 | 0 | 0 | 0 | 0 | 0
4061 | Caldron Falls | WEC Energy Group | WI | 100% | TRUE | 23684 | 0 | 0 | 0 | 0 | 0 | 23684 | 0 | 0 | 0 | 0 | 0 | 0
4063 | Grandfather Falls | WEC Energy Group | WI | 100% | TRUE | 56487 | 0 | 0 | 0 | 0 | 0 | 56487 | 0 | 0 | 0 | 0 | 0 | 0
4064 | Hat Rapids | WEC Energy Group | WI | 100% | TRUE | 10091 | 0 | 0 | 0 | 0 | 0 | 10091 | 0 | 0 | 0 | 0 | 0 | 0
4065 | High Falls (WI) | WEC Energy Group | WI | 100% | TRUE | 28080 | 0 | 0 | 0 | 0 | 0 | 28080 | 0 | 0 | 0 | 0 | 0 | 0
4067 | Johnson Falls | WEC Energy Group | WI | 100% | TRUE | 15883 | 0 | 0 | 0 | 0 | 0 | 15883 | 0 | 0 | 0 | 0 | 0 | 0
4068 | Merrill | WEC Energy Group | WI | 100% | TRUE | 8772 | 0 | 0 | 0 | 0 | 0 | 8772 | 0 | 0 | 0 | 0 | 0 | 0
4071 | Potato Rapids | WEC Energy Group | WI | 100% | TRUE | 4122 | 0 | 0 | 0 | 0 | 0 | 4122 | 0 | 0 | 0 | 0 | 0 | 0
4072 | Pulliam | WEC Energy Group | WI | 100% | TRUE | 633932.003 | 633932.003 | 498108.1 | 135808.13 | 15.773 | 0 | 0 | 0 | 0 | 692104.811 | 1062.797 | 649.805 | 2.1
4074 | Sandstone Rapids | WEC Energy Group | WI | 100% | TRUE | 18209 | 0 | 0 | 0 | 0 | 0 | 18209 | 0 | 0 | 0 | 0 | 0 | 0
4075 | Tomahawk | WEC Energy Group | WI | 100% | TRUE | 15465 | 0 | 0 | 0 | 0 | 0 | 15465 | 0 | 0 | 0 | 0 | 0 | 0
4076 | West Marinette | WEC Energy Group | WI | 100% | TRUE | 117351.002 | 117351.002 | 0 | 117344.93 | 6.072 | 0 | 0 | 0 | 0 | 98265.3362 | 0.698 | 158.044 | 0
4077 | Wausau | WEC Energy Group | WI | 100% | TRUE | 39739 | 0 | 0 | 0 | 0 | 0 | 39739 | 0 | 0 | 0 | 0 | 0 | 0
4078 | Weston | WEC Energy Group | WI | 83.82% | TRUE | 3495954.5607 | 3495954.5607 | 3450598.8257 | 45355.735 | 0 | 0 | 0 | 0 | 0 | 3515871.994 | 498.7641 | 934.189 | 8.1932
4100 | Arcadia Electric | City of Arcadia - (WI) | WI | 100% | FALSE | 52 | 52 | 0 | 16.575 | 35.425 | 0 | 0 | 0 | 0 | 410.1359 | 0 | 0 | 0
4102 | Barron | City of Barron - (WI) | WI | 100% | FALSE | 325 | 0 | 0 | 0 | 0 | 0 | 325 | 0 | 0 | 1.875 | 0 | 0 | 0
4107 | Cashton | Village of Cashton - (WI) | WI | 100% | FALSE | 8.82 | 8.82 | 0 | 0 | 8.82 | 0 | 0 | 0 | 0 | 8.3154 | 0 | 0 | 0
4112 | Cumberland (WI) | City of Cumberland - (WI) | WI | 100% | FALSE | 112 | 112 | 0 | 41.021 | 70.979 | 0 | 0 | 0 | 0 | 86.0875 | 0 | 0 | 0
4113 | Elroy | City of Elroy - (WI) | WI | 100% | FALSE | 23 | 23 | 0 | 0 | 23 | 0 | 0 | 0 | 0 | 34.7289 | 0 | 0 | 0
4114 | Fennimore | City of Fennimore - (WI) | WI | 100% | FALSE | 12 | 12 | 0 | 0 | 12 | 0 | 0 | 0 | 0 | 13.3698 | 0 | 0 | 0
4118 | Kaukauna Gas Turbine | City of Kaukauna | WI | 100% | FALSE | 209 | 209 | 0 | 209 | 0 | 0 | 0 | 0 | 0 | 284.508 | 0 | 0 | 0
4119 | Little Chute | City of Kaukauna | WI | 100% | FALSE | 25290 | 0 | 0 | 0 | 0 | 0 | 25290 | 0 | 0 | 0 | 0 | 0 | 0
4120 | New Badger | City of Kaukauna | WI | 100% | FALSE | 45568 | 0 | 0 | 0 | 0 | 0 | 45568 | 0 | 0 | 0 | 0 | 0 | 0
4122 | Rapide Croche | City of Kaukauna | WI | 100% | FALSE | 18782 | 0 | 0 | 0 | 0 | 0 | 18782 | 0 | 0 | 0 | 0 | 0 | 0
4124 | La Farge | La Farge Municipal Electric Co | WI | 100% | FALSE | 0 | 0 | 0 | 0 | 0 | 0 | 0 | 0 | 0 | 0 | 0 | 0 | 0
4125 | Manitowoc | Manitowoc Public Utilities | WI | 100% | FALSE | 168408.996 | 132192.634 | 20410.475 | 521.039 | 0 | 0 | 0 | 147477.482 | 0 | 172716.2223 | 320.345 | 70.763 | 1.3004
4130 | New Lisbon | City of New Lisbon | WI | 100% | FALSE | 15 | 15 | 0 | 0 | 15 | 0 | 0 | 0 | 0 | 15.0818 | 0 | 0 | 0
4139 | Viola | Village of Viola - (WI) | WI | 100% | FALSE | 0 | 0 | 0 | 0 | 0 | 0 | 0 | 0 | 0 | 0 | 0 | 0 | 0
4142 | Flambeau Hydroelectric Station | Dairyland Power Coop | WI | 100% | FALSE | 90319 | 0 | 0 | 0 | 0 | 0 | 90319 | 0 | 0 | 0 | 0 | 0 | 0
4143 | Genoa | Dairyland Power Coop | WI | 100% | FALSE | 1496612.963 | 1496612.963 | 1492969.8 | 0 | 3643.163 | 0 | 0 | 0 | 0 | 1691642.7326 | 396.863 | 901.567 | 2.6
4147 | Stiles | Oconto Electric Cooperative | WI | 100% | FALSE | 6998 | 0 | 0 | 0 | 0 | 0 | 6998 | 0 | 0 | 0 | 0 | 0 | 0
4148 | Washington Island | Washington Island El Coop, Inc | WI | 100% | FALSE | 14 | 14 | 0 | 0 | 14 | 0 | 0 | 0 | 0 | 18.5873 | 0 | 0 | 0
4158 | Dave Johnston | Berkshire Hathaway Energy | WY | 100% | TRUE | 4519977.964 | 4519977.964 | 4510810.5 | 0 | 9167.464 | 0 | 0 | 0 | 0 | 5384638.4181 | 8208.475 | 6356.56 | 41.4
4162 | Naughton | Berkshire Hathaway Energy | WY | 100% | TRUE | 4740719.994 | 4740719.994 | 4733354.3 | 7365.694 | 0 | 0 | 0 | 0 | 0 | 5609702.7645 | 4047.712 | 5567.796 | 47.93
4176 | Fremont Canyon | US Bureau of Reclamation | WY | 100% | TRUE | 289328 | 0 | 0 | 0 | 0 | 0 | 289328 | 0 | 0 | 0 | 0 | 0 | 0
4177 | Glendo | US Bureau of Reclamation | WY | 100% | TRUE | 107756 | 0 | 0 | 0 | 0 | 0 | 107756 | 0 | 0 | 0 | 0 | 0 | 0
4178 | Guernsey | US Bureau of Reclamation | WY | 100% | TRUE | 12004 | 0 | 0 | 0 | 0 | 0 | 12004 | 0 | 0 | 0 | 0 | 0 | 0
4180 | Kortes | US Bureau of Reclamation | WY | 100% | TRUE | 111056 | 0 | 0 | 0 | 0 | 0 | 111056 | 0 | 0 | 0 | 0 | 0 | 0
4182 | Seminoe | US Bureau of Reclamation | WY | 100% | TRUE | 128499 | 0 | 0 | 0 | 0 | 0 | 128499 | 0 | 0 | 0 | 0 | 0 | 0
4183 | Shoshone (WY) | US Bureau of Reclamation | WY | 100% | TRUE | 19202 | 0 | 0 | 0 | 0 | 0 | 19202 | 0 | 0 | 0 | 0 | 0 | 0
4185 | Fontenelle | US Bureau of Reclamation | WY | 100% | TRUE | 48358 | 0 | 0 | 0 | 0 | 0 | 48358 | 0 | 0 | 0 | 0 | 0 | 0
4195 | Powerlane Plant | City of Greenville - (TX) | TX | 100% | FALSE | 10315 | 10315 | 0 | 10315 | 0 | 0 | 0 | 0 | 0 | 10231.8282 | 0.026 | 5.744 | 0
4201 | Combined Locks | City of Kaukauna | WI | 100% | FALSE | 42681 | 0 | 0 | 0 | 0 | 0 | 42681 | 0 | 0 | 0 | 0 | 0 | 0
4204 | Island Park | Fall River Rural Elec Coop Inc | ID | 100% | FALSE | 18409 | 0 | 0 | 0 | 0 | 0 | 18409 | 0 | 0 | 0 | 0 | 0 | 0
4213 | PHP 1 | Portland City of | OR | 100% | FALSE | 55234 | 0 | 0 | 0 | 0 | 0 | 55234 | 0 | 0 | 0 | 0 | 0 | 0
4214 | PHP 2 | Portland City of | OR | 100% | FALSE | 40713 | 0 | 0 | 0 | 0 | 0 | 40713 | 0 | 0 | 0 | 0 | 0 | 0
4251 | Logan City | City of Logan - (UT) | UT | 100% | FALSE | 332 | 332 | 0 | 332 | 0 | 0 | 0 | 0 | 0 | 445.2305 | 0 | 0 | 0
4256 | Walnut | Turlock Irrigation District | CA | 100% | FALSE | 307 | 307 | 0 | 132.388 | 174.612 | 0 | 0 | 0 | 0 | 999.2125 | 0 | 0 | 0
4257 | Easton 2 | Easton Utilities Comm | MD | 100% | FALSE | 924 | 924 | 0 | 0 | 924 | 0 | 0 | 0 | 0 | 1694.6242 | 0 | 0 | 0
4263 | Echo Dam | City of Bountiful | UT | 100% | FALSE | 11863 | 0 | 0 | 0 | 0 | 0 | 11863 | 0 | 0 | 0 | 0 | 0 | 0
4266 | Spencer | City of Garland - (TX) | TX | 100% | FALSE | 4546 | 4546 | 0 | 4546 | 0 | 0 | 0 | 0 | 0 | 4783.875 | 0.024 | 2.015 | 0
4270 | Waterford 3 | Entergy | LA | 100% | TRUE | 8377463 | 0 | 0 | 0 | 0 | 8377463 | 0 | 0 | 0 | 0 | 0 | 0 | 0
4271 | John P Madgett | Dairyland Power Coop | WI | 100% | FALSE | 1532471.96 | 1532471.96 | 1529926.9 | 0 | 2545.06 | 0 | 0 | 0 | 0 | 1833808.4798 | 771.594 | 692.063 | 8.4
4939 | Barney M Davis | Riverstone | TX | 100% | TRUE | 1197723 | 1197723 | 0 | 1197723 | 0 | 0 | 0 | 0 | 0 | 553805.622 | 2.795 | 103.536 | 0
4940 | Riverside (OK) | AEP | OK | 100% | TRUE | 294638 | 294638 | 0 | 294638 | 0 | 0 | 0 | 0 | 0 | 202951.3148 | 1.133 | 508.458 | 0
5083 | Cumberland (NJ) | Calpine | NJ | 100% | TRUE | 174724.002 | 174724.002 | 0 | 173318.41 | 1405.592 | 0 | 0 | 0 | 0 | 101695.0604 | 0.475 | 16.623 | 0
6000 | Donald C Cook | AEP | MI | 100% | TRUE | 17592001 | 0 | 0 | 0 | 0 | 17592001 | 0 | 0 | 0 | 0 | 0 | 0 | 0
6001 | Joseph M Farley | Southern | AL | 100% | TRUE | 14804094 | 0 | 0 | 0 | 0 | 14804094 | 0 | 0 | 0 | 0 | 0 | 0 | 0
6002 | James H Miller Jr | Southern | AL | 95.92% | TRUE | 18253525.594 | 18253525.594 | 18025320.9312 | 228204.6628 | 0 | 0 | 0 | 0 | 0 | 19339133.5605 | 805.2705 | 6920.2395 | 121.147
6006 | Racine | AEP | OH | 100% | TRUE | 0 | 0 | 0 | 0 | 0 | 0 | 0 | 0 | 0 | 0 | 0 | 0 | 0
6012 | Sherman | ArcLight Capital | MA | 100% | TRUE | 32692 | 0 | 0 | 0 | 0 | 0 | 32692 | 0 | 0 | 0 | 0 | 0 | 0
6013 | Olive | City of Burbank Water and Power | CA | 100% | FALSE | 0 | 0 | 0 | 0 | 0 | 0 | 0 | 0 | 0 | 0 | 0 | 0 | 0
6014 | Brunswick Nuclear | Duke | NC | 100% | TRUE | 15370155 | 0 | 0 | 0 | 0 | 15370155 | 0 | 0 | 0 | 0 | 0 | 0 | 0
6015 | Harris | Duke | NC | 100% | TRUE | 8208573 | 0 | 0 | 0 | 0 | 8208573 | 0 | 0 | 0 | 0 | 0 | 0 | 0
6016 | Duck Creek | Dynegy | IL | 100% | TRUE | 1944068.956 | 1944068.956 | 1936183.6 | 0 | 7885.356 | 0 | 0 | 0 | 0 | 2287993.7455 | 24.855 | 1478.231 | 15.3
6017 | Newton | Dynegy | IL | 100% | TRUE | 3281531.99 | 3281531.99 | 3277368.1 | 0 | 4163.89 | 0 | 0 | 0 | 0 | 3622900.7947 | 4873.3 | 1538.247 | 16.2
6018 | East Bend | Duke | KY | 100% | TRUE | 4269695.991 | 4269695.991 | 4257618.6 | 0 | 12077.391 | 0 | 0 | 0 | 0 | 4793374.2952 | 2630.195 | 2880.152 | 29
6019 | W H Zimmer | Dynegy | OH | 100% | TRUE | 8172641.977 | 8172641.977 | 8119075 | 53559.496 | 7.481 | 0 | 0 | 0 | 0 | 8255737.7491 | 14067.777 | 8959.289 | 52
6021 | Craig (CO) | Tri-State | CO | 52.47% | TRUE | 4173234.6042 | 4173234.6042 | 4156916.5067 | 15970.671 | 347.4265 | 0 | 0 | 0 | 0 | 4533935.684 | 1618.0858 | 5629.2918 | 23.0451
6022 | Braidwood Generation Station | Exelon | IL | 100% | TRUE | 19943554 | 0 | 0 | 0 | 0 | 19943554 | 0 | 0 | 0 | 0 | 0 | 0 | 0
6023 | Byron Generating Station | Exelon | IL | 100% | TRUE | 19144044 | 0 | 0 | 0 | 0 | 19144044 | 0 | 0 | 0 | 0 | 0 | 0 | 0
6026 | LaSalle Generating Station | Exelon | IL | 100% | TRUE | 18908459 | 0 | 0 | 0 | 0 | 18908459 | 0 | 0 | 0 | 0 | 0 | 0 | 0
6030 | Coal Creek | Great River Energy | ND | 100% | TRUE | 7949503.045 | 7949503.045 | 7942594.8 | 0 | 6908.245 | 0 | 0 | 0 | 0 | 8494051.8312 | 6391.585 | 6250.633 | 318.5
6034 | Belle River | DTE Energy | MI | 13.11% | TRUE | 214702.0409 | 214702.0409 | 0 | 202704.12 | 11997.9209 | 0 | 0 | 0 | 0 | 156325.865 | 0.67149 | 29.987 | 0
6034 | Belle River | Michigan Public Power Agency | MI | 3.075% | FALSE | 50362.2071 | 50362.2071 | 0 | 47547.88 | 2814.3271 | 0 | 0 | 0 | 0 | 36669.0301 | 0.15751 | 7.034 | 0
6035 | Greenwood (MI) | DTE Energy | MI | 100% | TRUE | 524970.294 | 524970.294 | 0 | 524470.63 | 499.664 | 0 | 0 | 0 | 0 | 338661.3326 | 2.747 | 323.8 | 0
6038 | McGuire | Duke | NC | 100% | TRUE | 18795536 | 0 | 0 | 0 | 0 | 18795536 | 0 | 0 | 0 | 0 | 0 | 0 | 0
6041 | H L Spurlock | East Kentucky Power Coop | KY | 100% | TRUE | 6584282.952 | 6539730.292 | 6515023.5 | 0 | 24706.792 | 0 | 0 | 44552.66 | 0 | 6765209.8587 | 3700.467 | 2684.723 | 20
6042 | Manatee | NextEra Energy | FL | 100% | TRUE | 6972247.003 | 6972247.003 | 0 | 6891898.6 | 80348.403 | 0 | 0 | 0 | 0 | 3485450.9596 | 375.297 | 818.315 | 0
6043 | Martin | NextEra Energy | FL | 100% | TRUE | 10885514.925 | 10863991.925 | 0 | 10770734.2 | 93257.725 | 0 | 0 | 0 | 21523 | 5079615.9673 | 394.713 | 1721.552 | 0
6045 | St Lucie | NextEra Energy | FL | 92.56% | TRUE | 15204861.356 | 0 | 0 | 0 | 0 | 15204861.356 | 0 | 0 | 0 | 0 | 0 | 0 | 0
6046 | DeBary | Duke | FL | 100% | TRUE | 127905.005 | 127905.005 | 0 | 120498.66 | 7406.345 | 0 | 0 | 0 | 0 | 102071.6472 | 1.299 | 68.778 | 0
6047 | Deerfield 2 | ArcLight Capital | MA | 100% | TRUE | 32186 | 0 | 0 | 0 | 0 | 0 | 32186 | 0 | 0 | 0 | 0 | 0 | 0
6049 | West Tisbury Generating Facility | NRG | MA | 100% | TRUE | 139 | 139 | 0 | 0 | 139 | 0 | 0 | 0 | 0 | 124.486 | 0 | 0 | 0
6055 | Big Cajun 2 | NRG | LA | 86.34% | TRUE | 4765031.9761 | 4765031.9761 | 4042083.2261 | 722948.75 | 0 | 0 | 0 | 0 | 0 | 5321733.1273 | 11268.1228 | 3334.7351 | 33.2894
6056 | Kahului | Hawaiian Electric | HI | 100% | FALSE | 161032 | 161032 | 0 | 0 | 161032 | 0 | 0 | 0 | 0 | 196639.0747 | 0 | 0 | 0
6058 | Cascade Creek | Rochester Public Utilities | MN | 100% | FALSE | 25785 | 25785 | 0 | 25755.181 | 29.819 | 0 | 0 | 0 | 0 | 15808.6417 | 0.092 | 30.609 | 0
6060 | Coachella | Imperial Irrigation District | CA | 100% | FALSE | 2072 | 2072 | 0 | 2017.925 | 54.075 | 0 | 0 | 0 | 0 | 2139.1261 | 0 | 0 | 0
6061 | R D Morrow | Cooperative Energy | MS | 100% | FALSE | 95149 | 95149 | 92856.379 | 0 | 2292.621 | 0 | 0 | 0 | 0 | 112988.3583 | 15.974 | 228.686 | 0.621
6063 | Electrifarm | Berkshire Hathaway Energy | IA | 100% | TRUE | 8009 | 8009 | 0 | 7639.408 | 369.592 | 0 | 0 | 0 | 0 | 10275.4295 | 2.222 | 25.934 | 0
6064 | Nearman Creek | City of Kansas City - (KS) | KS | 100% | FALSE | 965901.998 | 965901.998 | 947412.46 | 12366.905 | 6122.633 | 0 | 0 | 0 | 0 | 1163693.6237 | 904.041 | 1101.567 | 52.87
6073 | Victor J Daniel Jr | Southern | MS | 75.4% | TRUE | 8883002.69 | 8883002.69 | 1152116.69 | 7730886 | 0 | 0 | 0 | 0 | 0 | 4547376.713 | 109.985 | 2171.4335 | 16.5
6074 | Greenwood (MO) | Great Plains Energy | MO | 100% | TRUE | 9031 | 6230 | 0 | 6204.981 | 25.019 | 0 | 0 | 0 | 2801 | 13583.0792 | 0.262 | 16.035 | 0
6077 | Gerald Gentleman | NE Public Power District | NE | 100% | TRUE | 7680575.003 | 7680575.003 | 7648666.4 | 31908.603 | 0 | 0 | 0 | 0 | 0 | 8205761.612 | 21254.598 | 6891.735 | 47
6082 | Somerset Operating Co LLC | New Street LLC | NY | 100% | FALSE | 347691.997 | 347691.997 | 340772.13 | 0 | 6919.867 | 0 | 0 | 0 | 0 | 380409.0448 | 922.738 | 282.505 | 0.62027
6083 | Deerfield 3 | ArcLight Capital | MA | 100% | TRUE | 30378 | 0 | 0 | 0 | 0 | 0 | 30378 | 0 | 0 | 0 | 0 | 0 | 0
6085 | R M Schahfer | NiSource | IN | 100% | TRUE | 4962617.961 | 4962617.961 | 4916639.2 | 45978.761 | 0 | 0 | 0 | 0 | 0 | 5930217.5757 | 1570.436 | 4924.917 | 43
6086 | Cornell | Xcel | WI | 100% | TRUE | 115698 | 0 | 0 | 0 | 0 | 0 | 115698 | 0 | 0 | 0 | 0 | 0 | 0
6087 | Wallace Dam | Southern | GA | 100% | TRUE | 33291 | 0 | 0 | 0 | 0 | 0 | 33291 | 0 | 0 | 0 | 0 | 0 | 0
6088 | North Loop | Fortis | AZ | 100% | TRUE | 1365 | 1365 | 0 | 1365 | 0 | 0 | 0 | 0 | 0 | 1.2273 | 0 | 0 | 0
6089 | Lewis & Clark | MDU Resources | MT | 100% | FALSE | 230289.999 | 230289.999 | 225154.791 | 5135.208 | 0 | 0 | 0 | 0 | 0 | 321321.3886 | 24.949 | 578.87 | 4.1
6090 | Sherburne County | Xcel | MN | 84.41% | TRUE | 10035212.3014 | 10035212.3014 | 10022422.8678 | 0 | 12789.4336 | 0 | 0 | 0 | 0 | 10785108.444 | 5201.542 | 7298.118 | 66.2649
6092 | Spirit Mound | Basin Electric Power Coop | SD | 100% | TRUE | 346 | 346 | 0 | 0 | 346 | 0 | 0 | 0 | 0 | 572.9455 | 0 | 0 | 0
6094 | FirstEnergy Bruce Mansfield | FirstEnergy | PA | 100% | TRUE | 7686180.006 | 7686180.006 | 7615015.9 | 0 | 71164.106 | 0 | 0 | 0 | 0 | 8837921.6096 | 9583.789 | 3176.596 | 109.32
6095 | Sooner | OGE | OK | 100% | TRUE | 3583975.019 | 3583975.019 | 3572026.3 | 0 | 11948.719 | 0 | 0 | 0 | 0 | 4023122.8121 | 9387.499 | 2450.185 | 34
6096 | Nebraska City | Omaha Public Power District | NE | 100% | TRUE | 8702872.046 | 8702872.046 | 8679742.8 | 23088.824 | 40.422 | 0 | 0 | 0 | 0 | 9171924.1688 | 15950.18 | 6053.136 | 69
6099 | Diablo Canyon | PG&E | CA | 100% | TRUE | 17901079 | 0 | 0 | 0 | 0 | 17901079 | 0 | 0 | 0 | 0 | 0 | 0 | 0
6100 | Helms Pumped Storage | PG&E | CA | 100% | TRUE | 0 | 0 | 0 | 0 | 0 | 0 | 0 | 0 | 0 | 0 | 0 | 0 | 0
6105 | Limerick | Exelon | PA | 100% | TRUE | 18552957 | 0 | 0 | 0 | 0 | 18552957 | 0 | 0 | 0 | 0 | 0 | 0 | 0
6110 | James A Fitzpatrick | Exelon | NY | 100% | TRUE | 6174224 | 0 | 0 | 0 | 0 | 6174224 | 0 | 0 | 0 | 0 | 0 | 0 | 0
6112 | Fort St Vrain | Xcel | CO | 100% | TRUE | 2744604 | 2744604 | 0 | 2744604 | 0 | 0 | 0 | 0 | 0 | 1337271.454 | 6.751 | 273.521 | 0
6113 | Gibson | Duke | IN | 90.01% | TRUE | 16198882.4906 | 16198882.4906 | 16170205.5899 | 0 | 28676.9007 | 0 | 0 | 0 | 0 | 17178921.5375 | 12284.5873 | 10247.769 | 51.3057
6118 | PSEG Hope Creek Generating Station | PSEG | NJ | 100% | TRUE | 10627333 | 0 | 0 | 0 | 0 | 10627333 | 0 | 0 | 0 | 0 | 0 | 0 | 0
6119 | Deerfield 4 | ArcLight Capital | MA | 100% | TRUE | 24984 | 0 | 0 | 0 | 0 | 0 | 24984 | 0 | 0 | 0 | 0 | 0 | 0
6120 | Whitehorn | Puget Holdings | WA | 100% | TRUE | 31452 | 31452 | 0 | 30853.979 | 598.021 | 0 | 0 | 0 | 0 | 69688.3788 | 0 | 0 | 0
6124 | McIntosh | Southern | GA | 100% | TRUE | 62801 | 62801 | 21699.332 | 39955.274 | 1146.394 | 0 | 0 | 0 | 0 | 83638.2816 | 98.097 | 312.624 | 0
6125 | Shrewsbury | Town of Shrewsbury - (MA) | MA | 100% | FALSE | 133 | 133 | 0 | 0 | 133 | 0 | 0 | 0 | 0 | 588.6795 | 0 | 0 | 0
6126 | Fairfield Pumped Storage | SCANA | SC | 100% | TRUE | 0 | 0 | 0 | 0 | 0 | 0 | 0 | 0 | 0 | 0 | 0 | 0 | 0
6128 | Amistad Dam & Power | International Bound & Wtr Comm | TX | 100% | FALSE | 145700 | 0 | 0 | 0 | 0 | 0 | 145700 | 0 | 0 | 0 | 0 | 0 | 0
6130 | Carters | US Corps of Engineers | GA | 100% | TRUE | 284056 | 0 | 0 | 0 | 0 | 0 | 284056 | 0 | 0 | 0 | 0 | 0 | 0
6131 | Jones Bluff | US Corps of Engineers | AL | 100% | TRUE | 313981 | 0 | 0 | 0 | 0 | 0 | 313981 | 0 | 0 | 0 | 0 | 0 | 0
6132 | Richard B Russell | US Corps of Engineers | GA | 100% | TRUE | 464904 | 0 | 0 | 0 | 0 | 0 | 464904 | 0 | 0 | 0 | 0 | 0 | 0
6133 | West Point (GA) | US Corps of Engineers | GA | 100% | TRUE | 137653 | 0 | 0 | 0 | 0 | 0 | 137653 | 0 | 0 | 0 | 0 | 0 | 0
6136 | Gibbons Creek | Texas Municipal Power Agency | TX | 100% | FALSE | 1593682.038 | 1593682.038 | 1588735.6 | 4946.438 | 0 | 0 | 0 | 0 | 0 | 1798410.0018 | 334.962 | 1017.21 | 101
6137 | A B Brown | Vectren | IN | 100% | FALSE | 1942599.978 | 1942599.978 | 1902393.1 | 40153.949 | 52.929 | 0 | 0 | 0 | 0 | 2236661.6303 | 3114.107 | 1605.362 | 38.1
6139 | Welsh | AEP | TX | 100% | TRUE | 5582529.986 | 5582529.986 | 5571595.1 | 0 | 10934.886 | 0 | 0 | 0 | 0 | 6470357.1074 | 14074.847 | 5564.952 | 23.4
6140 | Clarence Cannon | US Corps of Engineers | MO | 100% | TRUE | 57314 | 0 | 0 | 0 | 0 | 0 | 57314 | 0 | 0 | 0 | 0 | 0 | 0
6141 | Harry Truman | US Corps of Engineers | MO | 100% | TRUE | 206810 | 0 | 0 | 0 | 0 | 0 | 206810 | 0 | 0 | 0 | 0 | 0 | 0
6142 | Ozark | US Corps of Engineers | AR | 100% | TRUE | 177226 | 0 | 0 | 0 | 0 | 0 | 177226 | 0 | 0 | 0 | 0 | 0 | 0
6144 | Kansas City International | Great Plains Energy | MO | 100% | TRUE | 0 | 0 | 0 | 0 | 0 | 0 | 0 | 0 | 0 | 0 | 0 | 0 | 0
6146 | Martin Lake | Vistra Energy | TX | 100% | TRUE | 12594663.938 | 12594663.938 | 12588082.2 | 0 | 6581.738 | 0 | 0 | 0 | 0 | 15400817.7504 | 36441.415 | 10591.279 | 476.11
6147 | Monticello | Vistra Energy | TX | 100% | TRUE | 9037820.979 | 9037820.979 | 9021823.8 | 0 | 15997.179 | 0 | 0 | 0 | 0 | 11040680.4542 | 29409.735 | 7634.037 | 111.28
6150 | Bellefonte | Tennessee Valley Authority | AL | 100% | TRUE | 0 | 0 | 0 | 0 | 0 | 0 | 0 | 0 | 0 | 0 | 0 | 0 | 0
6151 | Raccoon Mountain | Tennessee Valley Authority | TN | 100% | TRUE | 0 | 0 | 0 | 0 | 0 | 0 | 0 | 0 | 0 | 0 | 0 | 0 | 0
6152 | Sequoyah | Tennessee Valley Authority | TN | 100% | TRUE | 18241299 | 0 | 0 | 0 | 0 | 18241299 | 0 | 0 | 0 | 0 | 0 | 0 | 0
6153 | Callaway | Ameren | MO | 100% | TRUE | 8304127 | 0 | 0 | 0 | 0 | 8304127 | 0 | 0 | 0 | 0 | 0 | 0 | 0
6155 | Rush Island | Ameren | MO | 100% | TRUE | 8814933.96 | 8814933.96 | 8810165.9 | 0 | 4768.06 | 0 | 0 | 0 | 0 | 9472234.838 | 22167.187 | 3584.003 | 83.6
6156 | New Haven Harbor | PSEG | CT | 71.71% | TRUE | 7095.691 | 7095.691 | 0 | 7095.691 | 0 | 0 | 0 | 0 | 0 | 15354.025 | 0 | 0 | 0
6158 | New Melones | US Bureau of Reclamation | CA | 100% | TRUE | 713048 | 0 | 0 | 0 | 0 | 0 | 713048 | 0 | 0 | 0 | 0 | 0 | 0
6159 | Crystal | US Bureau of Reclamation | CO | 100% | TRUE | 155734 | 0 | 0 | 0 | 0 | 0 | 155734 | 0 | 0 | 0 | 0 | 0 | 0
6163 | Grand Coulee | US Bureau of Reclamation | WA | 100% | TRUE | 20983990 | 0 | 0 | 0 | 0 | 0 | 20983990 | 0 | 0 | 0 | 0 | 0 | 0
6165 | Hunter | Berkshire Hathaway Energy | UT | 84.71% | TRUE | 7269763.1686 | 7269763.1686 | 7262854.62 | 0 | 6908.5486 | 0 | 0 | 0 | 0 | 7633609.808 | 2974.5656 | 8278.5841 | 4.1507
6168 | North Anna | Dominion | VA | 88.41% | TRUE | 14258016.908 | 0 | 0 | 0 | 0 | 14255460.908 | 2556 | 0 | 0 | 0 | 0 | 0 | 0
6170 | Pleasant Prairie | WEC Energy Group | WI | 100% | TRUE | 5296266.032 | 5296266.032 | 5289998.6 | 6267.432 | 0 | 0 | 0 | 0 | 0 | 6346878.4159 | 930.951 | 2117.749 | 33
6171 | Laurel Dam | US Corps of Engineers | KY | 100% | TRUE | 66029 | 0 | 0 | 0 | 0 | 0 | 66029 | 0 | 0 | 0 | 0 | 0 | 0
6172 | Libby | US Corps of Engineers | MT | 100% | TRUE | 2281280 | 0 | 0 | 0 | 0 | 0 | 2281280 | 0 | 0 | 0 | 0 | 0 | 0
6174 | Lost Creek | US Corps of Engineers | OR | 100% | TRUE | 85814 | 0 | 0 | 0 | 0 | 0 | 85814 | 0 | 0 | 0 | 0 | 0 | 0
6175 | Lower Granite | US Corps of Engineers | WA | 100% | TRUE | 2666506 | 0 | 0 | 0 | 0 | 0 | 2666506 | 0 | 0 | 0 | 0 | 0 | 0
6177 | Coronado | Salt River Project | AZ | 100% | TRUE | 3899902.984 | 3899902.984 | 3889908.2 | 0 | 9994.784 | 0 | 0 | 0 | 0 | 4373383.1015 | 221.592 | 4154.303 | 25
6179 | Fayette Power Project | Lower CO River Authority | TX | 63.61% | TRUE | 7267150.2971 | 7267150.2971 | 7256446.5533 | 0 | 10703.7438 | 0 | 0 | 0 | 0 | 8199552.0769 | 724.8992 | 4527.851 | 60.429
6180 | Oak Grove (TX) | Vistra Energy | TX | 100% | TRUE | 13463456.694 | 13463456.694 | 13461137.619 | 2319.075 | 0 | 0 | 0 | 0 | 0 | 14995215.7752 | 8775.839 | 4891.86 | 204.62
6181 | J T Deely | CPS Energy | TX | 100% | TRUE | 3569532.975 | 3569532.975 | 3564390.6 | 5142.375 | 0 | 0 | 0 | 0 | 0 | 4178512.1881 | 11356.324 | 2021.42 | 69.7212
6183 | San Miguel | San Miguel Electric Coop, Inc | TX | 100% | FALSE | 2556976.991 | 2556976.991 | 2553779.6 | 0 | 3197.391 | 0 | 0 | 0 | 0 | 3409381.4701 | 8595.946 | 2784.895 | 101
6188 | Harris Dam | Southern | AL | 100% | TRUE | 136982 | 0 | 0 | 0 | 0 | 0 | 136982 | 0 | 0 | 0 | 0 | 0 | 0
6190 | Brame Energy Center | CLECO | LA | 77.12% | TRUE | 3979659.498 | 3979659.498 | 769863.618 | 401563.08 | 0 | 0 | 0 | 2808232.8 | 0 | 4453979.5689 | 3155.4931 | 1475.3899 | 6.84
6193 | Harrington | Xcel | TX | 100% | TRUE | 4626391.995 | 4626391.995 | 4594569.7 | 31822.295 | 0 | 0 | 0 | 0 | 0 | 5262312.8565 | 12881.522 | 3552.704 | 41.64
6194 | Tolk | Xcel | TX | 100% | TRUE | 5171485.001 | 5171485.001 | 5154916.3 | 16568.701 | 0 | 0 | 0 | 0 | 0 | 5680489.8202 | 13626.296 | 3347.72 | 39.68
6195 | John Twitty Energy Center | City Utilities of Springfield - (MO) | MO | 100% | FALSE | 1958218.023 | 1958218.023 | 1893676.3 | 64541.723 | 0 | 0 | 0 | 0 | 0 | 2206847.329 | 2629.128 | 903.377 | 9
6196 | W E Warne | California Dept. of Water Resources | CA | 100% | FALSE | 293222 | 0 | 0 | 0 | 0 | 0 | 293222 | 0 | 0 | 0 | 0 | 0 | 0
6200 | Rock Island | PUD No 1 of Chelan County | WA | 100% | TRUE | 2640042 | 0 | 0 | 0 | 0 | 0 | 2640042 | 0 | 0 | 0 | 0 | 0 | 0
6202 | Ross | Seattle City Light | WA | 100% | TRUE | 739553 | 0 | 0 | 0 | 0 | 0 | 739553 | 0 | 0 | 0 | 0 | 0 | 0
6206 | Tacoma | Xcel | CO | 100% | TRUE | 13397 | 0 | 0 | 0 | 0 | 0 | 13397 | 0 | 0 | 0 | 0 | 0 | 0
6207 | Ames Hydro | Xcel | CO | 100% | TRUE | 8109 | 0 | 0 | 0 | 0 | 0 | 8109 | 0 | 0 | 0 | 0 | 0 | 0
6208 | Mount Elbert | US Bureau of Reclamation | CO | 100% | TRUE | 0 | 0 | 0 | 0 | 0 | 0 | 0 | 0 | 0 | 0 | 0 | 0 | 0
6210 | Northeast (WA) | Avista | WA | 100% | TRUE | 390 | 390 | 0 | 390 | 0 | 0 | 0 | 0 | 0 | 295.4372 | 0 | 0 | 0
6211 | Dynegy Oakland Power Plant | Dynegy | CA | 100% | TRUE | 2009 | 2009 | 0 | 0 | 2009 | 0 | 0 | 0 | 0 | 2331.937 | 0 | 0 | 0
6213 | Merom | Hoosier Energy | IN | 100% | FALSE | 4909661.987 | 4909661.987 | 4902599.3 | 0 | 7062.687 | 0 | 0 | 0 | 0 | 5257656.7037 | 2638.086 | 1565.276 | 13.7
6220 | Durant | City of Durant - (IA) | IA | 100% | FALSE | 0 | 0 | 0 | 0 | 0 | 0 | 0 | 0 | 0 | 4.8914 | 0 | 0 | 0
6223 | Empire Energy Center | Algonquin Power | MO | 100% | FALSE | 220871.004 | 220871.004 | 0 | 220075.61 | 795.394 | 0 | 0 | 0 | 0 | 165616.5302 | 0.974 | 140.215 | 0
6229 | Mobile | NE Public Power District | NE | 100% | TRUE | 21 | 21 | 0 | 0 | 21 | 0 | 0 | 0 | 0 | 18.9134 | 0 | 0 | 0
6231 | Apple River | Xcel | WI | 100% | TRUE | 13877 | 0 | 0 | 0 | 0 | 0 | 13877 | 0 | 0 | 0 | 0 | 0 | 0
6238 | Pearl Station | Prairie Power Inc | IL | 100% | FALSE | 204 | 204 | 0 | 0 | 204 | 0 | 0 | 0 | 0 | 287.4511 | 0 | 0 | 0
6243 | Dansby | City of Bryan - (TX) | TX | 100% | FALSE | 100563 | 100563 | 0 | 100563 | 0 | 0 | 0 | 0 | 0 | 87596.332 | 0.443 | 55.918 | 0
6248 | Pawnee | Xcel | CO | 100% | TRUE | 3521113.049 | 3521113.049 | 3509575.3 | 11537.749 | 0 | 0 | 0 | 0 | 0 | 4072632.3413 | 1906.113 | 1157.139 | 27.8035
6249 | Winyah | Santee Cooper | SC | 100% | TRUE | 1214024.987 | 1214024.987 | 1198497.118 | 0 | 15527.869 | 0 | 0 | 0 | 0 | 1447918.1878 | 541.867 | 619.554 | 7.3
6250 | Mayo | Duke | NC | 100% | TRUE | 1425527.019 | 1425527.019 | 1406884.1 | 0 | 18642.919 | 0 | 0 | 0 | 0 | 1681532.4168 | 1510.982 | 1304.368 | 5.1
6253 | Germantown | WEC Energy Group | WI | 100% | TRUE | 10234 | 10234 | 0 | 7220.559 | 3013.441 | 0 | 0 | 0 | 0 | 23947.738 | 3.59 | 86.966 | 0
6258 | Wilson | Southern | GA | 100% | TRUE | 871 | 871 | 0 | 0 | 871 | 0 | 0 | 0 | 0 | 4389.539 | 13.311 | 31.943 | 0
6264 | Mountaineer | AEP | WV | 100% | TRUE | 7147242.007 | 7147242.007 | 7122179.7 | 0 | 25062.307 | 0 | 0 | 0 | 0 | 7184795.4178 | 4110.345 | 3284.93 | 23
6280 | Ozark Beach | Algonquin Power | MO | 100% | FALSE | 33844 | 0 | 0 | 0 | 0 | 0 | 33844 | 0 | 0 | 0 | 0 | 0 | 0
6281 | Kodiak Microgrid | Kodiak Electric Assn Inc | AK | 100% | FALSE | 876 | 876 | 0 | 0 | 876 | 0 | 0 | 0 | 0 | 1484.3757 | 0 | 0 | 0
6282 | Port Lions Microgrid | Kodiak Electric Assn Inc | AK | 100% | FALSE | 0 | 0 | 0 | 0 | 0 | 0 | 0 | 0 | 0 | 1.875 | 0 | 0 | 0
6283 | Seldovia | Homer Electric Assn Inc | AK | 100% | FALSE | 15 | 15 | 0 | 0 | 15 | 0 | 0 | 0 | 0 | 15.897 | 0 | 0 | 0
6285 | North Pole | Golden Valley Elec Assn Inc | AK | 100% | FALSE | 447767 | 447767 | 0 | 0 | 447767 | 0 | 0 | 0 | 0 | 354034.6991 | 0 | 0 | 0
6286 | Fairbanks | Golden Valley Elec Assn Inc | AK | 100% | FALSE | 6781 | 6781 | 0 | 0 | 6781 | 0 | 0 | 0 | 0 | 12404.5808 | 0 | 0 | 0
6288 | Healy | Golden Valley Elec Assn Inc | AK | 100% | FALSE | 165069 | 165069 | 164769.126 | 0 | 299.874 | 0 | 0 | 0 | 0 | 261667.2682 | 0 | 0 | 0.88
6291 | Cooper Lake | Chugach Electric Assn Inc | AK | 100% | FALSE | 25713 | 0 | 0 | 0 | 0 | 0 | 25713 | 0 | 0 | 0 | 0 | 0 | 0
6292 | Bernice Lake | Homer Electric Assn Inc | AK | 100% | FALSE | 0 | 0 | 0 | 0 | 0 | 0 | 0 | 0 | 0 | 173.2881 | 0 | 0 | 0
6293 | International | Chugach Electric Assn Inc | AK | 100% | FALSE | 0 | 0 | 0 | 0 | 0 | 0 | 0 | 0 | 0 | 126.5324 | 0 | 0 | 0
6299 | Unalakleet | Unalakleet Valley Elec Coop | AK | 100% | FALSE | 3350 | 3350 | 0 | 0 | 3350 | 0 | 0 | 0 | 0 | 2653.0118 | 0 | 0 | 0
6301 | Naknek | Naknek Electric Assn, Inc | AK | 100% | FALSE | 21945 | 21945 | 0 | 0 | 21945 | 0 | 0 | 0 | 0 | 8986.7177 | 0 | 0 | 0
6302 | Purple Lake | Metlakatla Power & Light | AK | 100% | FALSE | 16932 | 0 | 0 | 0 | 0 | 0 | 16932 | 0 | 0 | 0 | 0 | 0 | 0
6304 | Kotzebue | Kotzebue Electric Assn Inc | AK | 100% | FALSE | 20772 | 16994 | 0 | 0 | 16994 | 0 | 0 | 0 | 3778 | 13864.581 | 0 | 0 | 0
6305 | Glennallen | Copper Valley Elec Assn, Inc | AK | 100% | FALSE | 10237 | 10237 | 0 | 0 | 10237 | 0 | 0 | 0 | 0 | 8273.6336 | 0 | 0 | 0
6306 | Valdez | Copper Valley Elec Assn, Inc | AK | 100% | FALSE | 1383 | 1383 | 0 | 0 | 1383 | 0 | 0 | 0 | 0 | 1661.3627 | 0 | 0 | 0
6311 | Chevak | Alaska Village Elec Coop, Inc | AK | 100% | FALSE | 2516 | 2516 | 0 | 0 | 2516 | 0 | 0 | 0 | 0 | 1676.526 | 0 | 0 | 0
6314 | Emmonak | Alaska Village Elec Coop, Inc | AK | 100% | FALSE | 5579 | 5579 | 0 | 0 | 5579 | 0 | 0 | 0 | 0 | 4084.4789 | 0 | 0 | 0
6319 | Hooper Bay | Alaska Village Elec Coop, Inc | AK | 100% | FALSE | 3370 | 3370 | 0 | 0 | 3370 | 0 | 0 | 0 | 0 | 2291.2115 | 0 | 0 | 0
6323 | Kiana | Alaska Village Elec Coop, Inc | AK | 100% | FALSE | 1579 | 1579 | 0 | 0 | 1579 | 0 | 0 | 0 | 0 | 1242.5777 | 0 | 0 | 0
6329 | Mountain Village | Alaska Village Elec Coop, Inc | AK | 100% | FALSE | 2688 | 2688 | 0 | 0 | 2688 | 0 | 0 | 0 | 0 | 2031.0708 | 0 | 0 | 0
6330 | Noorvik | Alaska Village Elec Coop, Inc | AK | 100% | FALSE | 1914 | 1914 | 0 | 0 | 1914 | 0 | 0 | 0 | 0 | 1498.3162 | 0 | 0 | 0
6333 | Nunapitchuk | Alaska Village Elec Coop, Inc | AK | 100% | FALSE | 46 | 46 | 0 | 0 | 46 | 0 | 0 | 0 | 0 | 100.2736 | 0 | 0 | 0
6338 | St Marys IC | Alaska Village Elec Coop, Inc | AK | 100% | FALSE | 2995 | 2995 | 0 | 0 | 2995 | 0 | 0 | 0 | 0 | 2421.2411 | 0 | 0 | 0
6341 | Selawik | Alaska Village Elec Coop, Inc | AK | 100% | FALSE | 2805 | 2805 | 0 | 0 | 2805 | 0 | 0 | 0 | 0 | 2208.1393 | 0 | 0 | 0
6345 | Shishmaref | Alaska Village Elec Coop, Inc | AK | 100% | FALSE | 1605 | 1605 | 0 | 0 | 1605 | 0 | 0 | 0 | 0 | 1358.7483 | 0 | 0 | 0
6348 | Togiak | Alaska Village Elec Coop, Inc | AK | 100% | FALSE | 3020 | 3020 | 0 | 0 | 3020 | 0 | 0 | 0 | 0 | 2405.181 | 0 | 0 | 0
6356 | Sixth Street Gas Turbine | City of Holland | MI | 100% | FALSE | 0 | 0 | 0 | 0 | 0 | 0 | 0 | 0 | 0 | 39.1312 | 0 | 0 | 0
6358 | Hutchinson Plant #2 | Hutchinson Utilities Comm | MN | 100% | FALSE | 20092 | 20092 | 0 | 20092 | 0 | 0 | 0 | 0 | 0 | 11689.026 | 0.064 | 10.602 | 0
6359 | Felt | Fall River Rural Elec Coop Inc | ID | 100% | FALSE | 37060 | 0 | 0 | 0 | 0 | 0 | 37060 | 0 | 0 | 0 | 0 | 0 | 0
6369 | Detour | Cloverland Electric Co-op | MI | 100% | FALSE | 0 | 0 | 0 | 0 | 0 | 0 | 0 | 0 | 0 | 0 | 0 | 0 | 0
6373 | Rokeby | Lincoln Electric System | NE | 100% | FALSE | 19269 | 19269 | 0 | 18998.455 | 270.545 | 0 | 0 | 0 | 0 | 16557.4438 | 0.139 | 34.606 | 0
6377 | Ocracoke | North Carolina EMC | NC | 100% | FALSE | 140 | 140 | 0 | 0 | 140 | 0 | 0 | 0 | 0 | 5265.0174 | 0 | 0 | 0
6378 | Dwight | Hull Street Energy | MA | 100% | FALSE | 3828 | 0 | 0 | 0 | 0 | 0 | 3828 | 0 | 0 | 0 | 0 | 0 | 0
6379 | Indian Orchard | Hull Street Energy | MA | 100% | FALSE | 6454 | 0 | 0 | 0 | 0 | 0 | 6454 | 0 | 0 | 0 | 0 | 0 | 0
6388 | Turners Falls | PSP Investments | MA | 100% | FALSE | 17456 | 0 | 0 | 0 | 0 | 0 | 17456 | 0 | 0 | 0 | 0 | 0 | 0
6390 | Tangier | A & N Electric Coop | VA | 100% | FALSE | 0 | 0 | 0 | 0 | 0 | 0 | 0 | 0 | 0 | 0 | 0 | 0 | 0
6391 | Smith Island | A & N Electric Coop | MD | 100% | FALSE | 19 | 19 | 0 | 0 | 19 | 0 | 0 | 0 | 0 | 21.1961 | 0 | 0 | 0
6393 | Strawberry Creek | Lower Valley Energy Inc | WY | 100% | FALSE | 11301 | 0 | 0 | 0 | 0 | 0 | 11301 | 0 | 0 | 0 | 0 | 0 | 0
6394 | Swift Creek | Lower Valley Energy Inc | WY | 100% | FALSE | 8355 | 0 | 0 | 0 | 0 | 0 | 8355 | 0 | 0 | 0 | 0 | 0 | 0
6395 | Anderson Ranch | US Bureau of Reclamation | ID | 100% | TRUE | 162521 | 0 | 0 | 0 | 0 | 0 | 162521 | 0 | 0 | 0 | 0 | 0 | 0
6396 | Black Canyon | US Bureau of Reclamation | ID | 100% | TRUE | 65214 | 0 | 0 | 0 | 0 | 0 | 65214 | 0 | 0 | 0 | 0 | 0 | 0
6397 | Boise R Diversion | US Bureau of Reclamation | ID | 100% | TRUE | 11825 | 0 | 0 | 0 | 0 | 0 | 11825 | 0 | 0 | 0 | 0 | 0 | 0
6398 | Minidoka | US Bureau of Reclamation | ID | 100% | TRUE | 50897 | 0 | 0 | 0 | 0 | 0 | 50897 | 0 | 0 | 0 | 0 | 0 | 0
6400 | Canyon Ferry | US Bureau of Reclamation | MT | 100% | TRUE | 347272 | 0 | 0 | 0 | 0 | 0 | 347272 | 0 | 0 | 0 | 0 | 0 | 0
6402 | Elephant Butte | US Bureau of Reclamation | NM | 100% | TRUE | 44865 | 0 | 0 | 0 | 0 | 0 | 44865 | 0 | 0 | 0 | 0 | 0 | 0
6403 | Green Springs | US Bureau of Reclamation | OR | 100% | TRUE | 43685 | 0 | 0 | 0 | 0 | 0 | 43685 | 0 | 0 | 0 | 0 | 0 | 0
6404 | Deer Creek (UT) | US Bureau of Reclamation | UT | 100% | TRUE | 26046 | 0 | 0 | 0 | 0 | 0 | 26046 | 0 | 0 | 0 | 0 | 0 | 0
6405 | Flaming Gorge | US Bureau of Reclamation | UT | 100% | TRUE | 838404 | 0 | 0 | 0 | 0 | 0 | 838404 | 0 | 0 | 0 | 0 | 0 | 0
6406 | Chandler | US Bureau of Reclamation | WA | 100% | TRUE | 55456 | 0 | 0 | 0 | 0 | 0 | 55456 | 0 | 0 | 0 | 0 | 0 | 0
6407 | Roza | US Bureau of Reclamation | WA | 100% | TRUE | 63248 | 0 | 0 | 0 | 0 | 0 | 63248 | 0 | 0 | 0 | 0 | 0 | 0
6408 | Heart Mountain | US Bureau of Reclamation | WY | 100% | TRUE | 23242 | 0 | 0 | 0 | 0 | 0 | 23242 | 0 | 0 | 0 | 0 | 0 | 0
6409 | Alcova | US Bureau of Reclamation | WY | 100% | TRUE | 133364 | 0 | 0 | 0 | 0 | 0 | 133364 | 0 | 0 | 0 | 0 | 0 | 0
6410 | Falcon Dam & Power | International Bound & Wtr Comm | TX | 100% | FALSE | 72097 | 0 | 0 | 0 | 0 | 0 | 72097 | 0 | 0 | 0 | 0 | 0 | 0
6413 | Sam Rayburn Dam | US Corps of Engineers | TX | 100% | TRUE | 106371 | 0 | 0 | 0 | 0 | 0 | 106371 | 0 | 0 | 0 | 0 | 0 | 0
6414 | Whitney | US Corps of Engineers | TX | 100% | TRUE | 32426 | 0 | 0 | 0 | 0 | 0 | 32426 | 0 | 0 | 0 | 0 | 0 | 0
6415 | Broken Bow Dam | US Corps of Engineers | OK | 100% | TRUE | 57814 | 0 | 0 | 0 | 0 | 0 | 57814 | 0 | 0 | 0 | 0 | 0 | 0
6416 | Denison | US Corps of Engineers | TX | 100% | TRUE | 297920 | 0 | 0 | 0 | 0 | 0 | 297920 | 0 | 0 | 0 | 0 | 0 | 0
6417 | Center Hill | US Corps of Engineers | TN | 100% | TRUE | 347276 | 0 | 0 | 0 | 0 | 0 | 347276 | 0 | 0 | 0 | 0 | 0 | 0
6418 | Cheatham | US Corps of Engineers | TN | 100% | TRUE | 193782 | 0 | 0 | 0 | 0 | 0 | 193782 | 0 | 0 | 0 | 0 | 0 | 0
6419 | Eufaula Dam | US Corps of Engineers | OK | 100% | TRUE | 194298 | 0 | 0 | 0 | 0 | 0 | 194298 | 0 | 0 | 0 | 0 | 0 | 0
6421 | Lemolo 2 | Berkshire Hathaway Energy | OR | 100% | TRUE | 200914 | 0 | 0 | 0 | 0 | 0 | 200914 | 0 | 0 | 0 | 0 | 0 | 0
6422 | Madison Dam | NorthWestern Energy | MT | 100% | FALSE | 62279 | 0 | 0 | 0 | 0 | 0 | 62279 | 0 | 0 | 0 | 0 | 0 | 0
6424 | Chelan | PUD No 1 of Chelan County | WA | 100% | TRUE | 433668 | 0 | 0 | 0 | 0 | 0 | 433668 | 0 | 0 | 0 | 0 | 0 | 0
6430 | Cedar Falls (WA) | Seattle City Light | WA | 100% | TRUE | 82923 | 0 | 0 | 0 | 0 | 0 | 82923 | 0 | 0 | 0 | 0 | 0 | 0
6431 | Gorge | Seattle City Light | WA | 100% | TRUE | 997581 | 0 | 0 | 0 | 0 | 0 | 997581 | 0 | 0 | 0 | 0 | 0 | 0
6432 | Diablo | Seattle City Light | WA | 100% | TRUE | 691559 | 0 | 0 | 0 | 0 | 0 | 691559 | 0 | 0 | 0 | 0 | 0 | 0
6433 | Boundary | Seattle City Light | WA | 100% | TRUE | 3821117 | 0 | 0 | 0 | 0 | 0 | 3821117 | 0 | 0 | 0 | 0 | 0 | 0
6438 | Queens Creek | Duke | NC | 100% | TRUE | 2822 | 0 | 0 | 0 | 0 | 0 | 2822 | 0 | 0 | 0 | 0 | 0 | 0
6440 | Wilson Dam | Tennessee Valley Authority | AL | 100% | TRUE | 2520583 | 0 | 0 | 0 | 0 | 0 | 2520583 | 0 | 0 | 0 | 0 | 0 | 0
6449 | Azusa | City of Pasadena - (CA) | CA | 100% | FALSE | 0 | 0 | 0 | 0 | 0 | 0 | 0 | 0 | 0 | 0 | 0 | 0 | 0
6450 | Proctor | Gaz Metro | VT | 100% | FALSE | 27056 | 0 | 0 | 0 | 0 | 0 | 27056 | 0 | 0 | 0 | 0 | 0 | 0
6451 | Beldens | Gaz Metro | VT | 100% | FALSE | 17062 | 0 | 0 | 0 | 0 | 0 | 17062 | 0 | 0 | 0 | 0 | 0 | 0
6456 | Carver Falls | Gaz Metro | NY | 100% | FALSE | 5533 | 0 | 0 | 0 | 0 | 0 | 5533 | 0 | 0 | 0 | 0 | 0 | 0
6459 | Big Fork | Berkshire Hathaway Energy | MT | 100% | TRUE | 21447 | 0 | 0 | 0 | 0 | 0 | 21447 | 0 | 0 | 0 | 0 | 0 | 0
6462 | River Bend | Entergy | LA | 100% | TRUE | 7032282 | 0 | 0 | 0 | 0 | 7032282 | 0 | 0 | 0 | 0 | 0 | 0 | 0
6463 | Ames GT | City of Ames - (IA) | IA | 100% | FALSE | 1351 | 1351 | 0 | 0 | 1351 | 0 | 0 | 0 | 0 | 1669.5966 | 0.369 | 1.496 | 0
6469 | Antelope Valley | Basin Electric Power Coop | ND | 100% | TRUE | 6270976.041 | 6270976.041 | 6262924.1 | 8051.941 | 0 | 0 | 0 | 0 | 0 | 7643369.9116 | 12861.885 | 3706.812 | 182
6474 | Port Allen (HI) | Kauai Island Utility Cooperative | HI | 100% | FALSE | 105618 | 105618 | 0 | 0 | 105618 | 0 | 0 | 0 | 0 | 85454.0755 | 0 | 0 | 0
6475 | Gorge 18 | Gaz Metro | VT | 100% | FALSE | 12633 | 0 | 0 | 0 | 0 | 0 | 12633 | 0 | 0 | 0 | 0 | 0 | 0
6479 | San Francisquito 1 | Los Angeles City | CA | 100% | TRUE | 278941 | 0 | 0 | 0 | 0 | 0 | 278941 | 0 | 0 | 0 | 0 | 0 | 0
6480 | San Francisquito 2 | Los Angeles City | CA | 100% | TRUE | 94410 | 0 | 0 | 0 | 0 | 0 | 94410 | 0 | 0 | 0 | 0 | 0 | 0
6483 | Mcindoes | ArcLight Capital | VT | 100% | TRUE | 35421 | 0 | 0 | 0 | 0 | 0 | 35421 | 0 | 0 | 0 | 0 | 0 | 0
6484 | Bend | Berkshire Hathaway Energy | OR | 100% | TRUE | 2295 | 0 | 0 | 0 | 0 | 0 | 2295 | 0 | 0 | 0 | 0 | 0 | 0
6486 | Mill C | Avangrid | NY | 100% | TRUE | 31296 | 0 | 0 | 0 | 0 | 0 | 31296 | 0 | 0 | 0 | 0 | 0 | 0
6504 | Maalaea | Hawaiian Electric | HI | 100% | FALSE | 693656 | 693656 | 0 | 0 | 693656 | 0 | 0 | 0 | 0 | 521953.2261 | 0 | 0 | 0
6505 | Oak Grove | Portland General Electric | OR | 100% | TRUE | 209228 | 0 | 0 | 0 | 0 | 0 | 209228 | 0 | 0 | 0 | 0 | 0 | 0
6506 | Moyie Springs | City of Bonners Ferry | ID | 100% | FALSE | 18441.72 | 0 | 0 | 0 | 0 | 0 | 18441.72 | 0 | 0 | 0 | 0 | 0 | 0
6507 | Drop 2 (WA) | Yakama Power | WA | 100% | FALSE | 0 | 0 | 0 | 0 | 0 | 0 | 0 | 0 | 0 | 0 | 0 | 0 | 0
6508 | Drop 3 (WA) | Yakama Power | WA | 100% | FALSE | 0 | 0 | 0 | 0 | 0 | 0 | 0 | 0 | 0 | 0 | 0 | 0 | 0
6510 | Brunswick | Berkshire Hathaway Energy | NV | 100% | TRUE | 0 | 0 | 0 | 0 | 0 | 0 | 0 | 0 | 0 | 0 | 0 | 0 | 0
6513 | Fleish | Truckee Meadows Water Authority | NV | 100% | FALSE | 13447.39 | 0 | 0 | 0 | 0 | 0 | 13447.39 | 0 | 0 | 0 | 0 | 0 | 0
6515 | Valencia | Fortis | AZ | 100% | TRUE | 3016 | 3016 | 0 | 2992.123 | 23.877 | 0 | 0 | 0 | 0 | 3309.3355 | 0 | 0 | 0
6516 | Rocky Ford | Black Hills Corp | CO | 100% | FALSE | 0 | 0 | 0 | 0 | 0 | 0 | 0 | 0 | 0 | 55.5173 | 0 | 0 | 0
6517 | Keowee | Duke | SC | 100% | TRUE | 31968 | 0 | 0 | 0 | 0 | 0 | 31968 | 0 | 0 | 0 | 0 | 0 | 0
6518 | Kings Beach | Algonquin Power | CA | 100% | FALSE | 314 | 314 | 0 | 0 | 314 | 0 | 0 | 0 | 0 | 352.4251 | 0 | 0 | 0
6519 | Vergennes 9 | Gaz Metro | VT | 100% | FALSE | 11420 | 533 | 0 | 0 | 533 | 0 | 10887 | 0 | 0 | 452.9433 | 0 | 0 | 0
6520 | Waterbury 22 | Gaz Metro | VT | 100% | FALSE | 14448 | 0 | 0 | 0 | 0 | 0 | 14448 | 0 | 0 | 0 | 0 | 0 | 0
6526 | Rainbow Falls Auscble | Avangrid | NY | 100% | TRUE | 0 | 0 | 0 | 0 | 0 | 0 | 0 | 0 | 0 | 0 | 0 | 0 | 0
6527 | E J West | Brookfield | NY | 100% | TRUE | 77890 | 0 | 0 | 0 | 0 | 0 | 77890 | 0 | 0 | 0 | 0 | 0 | 0
6529 | Searsburg | ArcLight Capital | VT | 100% | TRUE | 19721 | 0 | 0 | 0 | 0 | 0 | 19721 | 0 | 0 | 0 | 0 | 0 | 0
6531 | Verdi | Truckee Meadows Water Authority | NV | 100% | FALSE | 17741.96 | 0 | 0 | 0 | 0 | 0 | 17741.96 | 0 | 0 | 0 | 0 | 0 | 0
6532 | Washoe | Truckee Meadows Water Authority | NV | 100% | FALSE | 9437 | 0 | 0 | 0 | 0 | 0 | 9437 | 0 | 0 | 0 | 0 | 0 | 0
6537 | Little Cottonwood | City of Murray - (UT) | UT | 100% | FALSE | 9977 | 0 | 0 | 0 | 0 | 0 | 9977 | 0 | 0 | 0 | 0 | 0 | 0
6543 | Dam No. 4 Hydro Station | PE Hydro Generation, LLC | WV | 100% | FALSE | 8491 | 0 | 0 | 0 | 0 | 0 | 8491 | 0 | 0 | 0 | 0 | 0 | 0
6544 | Dam No. 5 Hydro Station | PE Hydro Generation, LLC | WV | 100% | FALSE | 6122 | 0 | 0 | 0 | 0 | 0 | 6122 | 0 | 0 | 0 | 0 | 0 | 0
6546 | Millville Hydro Station | PE Hydro Generation, LLC | WV | 100% | FALSE | 8542 | 0 | 0 | 0 | 0 | 0 | 8542 | 0 | 0 | 0 | 0 | 0 | 0
6552 | Foster | US Corps of Engineers | OR | 100% | TRUE | 85913 | 0 | 0 | 0 | 0 | 0 | 85913 | 0 | 0 | 0 | 0 | 0 | 0
6554 | Waverly Municipal Electric North Plant | Waverly Municipal Elec Utility | IA | 100% | FALSE | 379 | 379 | 0 | 191.24 | 187.76 | 0 | 0 | 0 | 0 | 273.0817 | 0 | 0 | 0
6555 | McGrath | McGrath Light & Power Co | AK | 100% | FALSE | 2178 | 2178 | 0 | 0 | 2178 | 0 | 0 | 0 | 0 | 1674.5695 | 0 | 0 | 0
6558 | D G Hunter | City of Alexandria - (LA) | LA | 100% | FALSE | 153821.78 | 153821.78 | 0 | 153821.78 | 0 | 0 | 0 | 0 | 0 | 78955.7758 | 0 | 0 | 0
6559 | George M Sullivan Generation Plant 2 | Anchorage Municipal Light and Power | AK | 100% | FALSE | 803824.004 | 803824.004 | 0 | 803761.72 | 62.284 | 0 | 0 | 0 | 0 | 424567.502 | 0 | 0 | 0
6560 | London | AEP | WV | 100% | TRUE | 83842 | 0 | 0 | 0 | 0 | 0 | 83842 | 0 | 0 | 0 | 0 | 0 | 0
6561 | Marmet | AEP | WV | 100% | TRUE | 66241 | 0 | 0 | 0 | 0 | 0 | 66241 | 0 | 0 | 0 | 0 | 0 | 0
6562 | Winfield | AEP | WV | 100% | TRUE | 80666 | 0 | 0 | 0 | 0 | 0 | 80666 | 0 | 0 | 0 | 0 | 0 | 0
6563 | Unionville | Associated Electric Coop | MO | 100% | TRUE | 0 | 0 | 0 | 0 | 0 | 0 | 0 | 0 | 0 | 0 | 0 | 0 | 0
6565 | Berlin | Town of Berlin - (MD) | MD | 100% | FALSE | 0 | 0 | 0 | 0 | 0 | 0 | 0 | 0 | 0 | 221.0911 | 0 | 0 | 0
6566 | Bethel | Alaska Village Elec Coop, Inc | AK | 100% | FALSE | 41139 | 41139 | 0 | 0 | 41139 | 0 | 0 | 0 | 0 | 32888.1176 | 0 | 0 | 0
6567 | Block Island | Block Island Power Co | RI | 100% | FALSE | 2979 | 2979 | 0 | 0 | 2979 | 0 | 0 | 0 | 0 | 2518.4984 | 0 | 0 | 0
6579 | Johnson | City of Johnson - (KS) | KS | 100% | FALSE | 9 | 9 | 0 | 0 | 9 | 0 | 0 | 0 | 0 | 6.7664 | 0 | 0 | 0
6580 | Beaver Falls | Ketchikan Public Utilities | AK | 100% | FALSE | 39437 | 0 | 0 | 0 | 0 | 0 | 39437 | 0 | 0 | 0 | 0 | 0 | 0
6581 | Silvis | Ketchikan Public Utilities | AK | 100% | FALSE | 10110 | 0 | 0 | 0 | 0 | 0 | 10110 | 0 | 0 | 0 | 0 | 0 | 0
6586 | Wilkins Station | City of Marblehead - (MA) | MA | 100% | FALSE | 43 | 43 | 0 | 0 | 43 | 0 | 0 | 0 | 0 | 15.734 | 0 | 0 | 0
6612 | Union Valley | Sacramento Municipal Util Dist | CA | 100% | TRUE | 186277 | 0 | 0 | 0 | 0 | 0 | 186277 | 0 | 0 | 0 | 0 | 0 | 0
6618 | Highgate Falls | Village of Swanton - (VT) | VT | 100% | FALSE | 39206 | 0 | 0 | 0 | 0 | 0 | 39206 | 0 | 0 | 0 | 0 | 0 | 0
6619 | Burlington (CO) | Tri-State | CO | 100% | TRUE | 2571 | 2571 | 0 | 0 | 2571 | 0 | 0 | 0 | 0 | 2798.8569 | 0 | 0 | 0
6623 | Fort Peck | US Corps of Engineers | MT | 100% | TRUE | 805283 | 0 | 0 | 0 | 0 | 0 | 805283 | 0 | 0 | 0 | 0 | 0 | 0
6624 | Gavins Point | US Corps of Engineers | NE | 100% | TRUE | 795250 | 0 | 0 | 0 | 0 | 0 | 795250 | 0 | 0 | 0 | 0 | 0 | 0
6635 | A L Pierce | Connecticut Mun Elec Engy Coop | CT | 100% | FALSE | 4333 | 4333 | 0 | 3680.128 | 652.872 | 0 | 0 | 0 | 0 | 3204.2008 | 0.016 | 1.203 | 0
6636 | Lake Lynn Hydro Station | Lake Lynn Generation, LLC | PA | 100% | FALSE | 130830 | 0 | 0 | 0 | 0 | 0 | 130830 | 0 | 0 | 0 | 0 | 0 | 0
6637 | Yakutat | Alaska Village Elec Coop, Inc | AK | 100% | FALSE | 5915 | 5915 | 0 | 0 | 5915 | 0 | 0 | 0 | 0 | 4355.7068 | 0 | 0 | 0
6639 | R D Green | Big Rivers Electric | KY | 100% | FALSE | 2410041.982 | 2410041.982 | 2100630.4 | 0 | 7629.692 | 0 | 0 | 301781.89 | 0 | 2791014.6929 | 3107.974 | 2967.48 | 50.962
6643 | Greg Avenue | Metropolitan Water District of S CA | CA | 100% | FALSE | 2160 | 0 | 0 | 0 | 0 | 0 | 2160 | 0 | 0 | 0 | 0 | 0 | 0
6644 | Lake Mathews | Metropolitan Water District of S CA | CA | 100% | FALSE | 1666 | 0 | 0 | 0 | 0 | 0 | 1666 | 0 | 0 | 0 | 0 | 0 | 0
6645 | Foothill Feeder | Metropolitan Water District of S CA | CA | 100% | FALSE | 52669 | 0 | 0 | 0 | 0 | 0 | 52669 | 0 | 0 | 0 | 0 | 0 | 0
6646 | San Dimas | Metropolitan Water District of S CA | CA | 100% | FALSE | 54133 | 0 | 0 | 0 | 0 | 0 | 54133 | 0 | 0 | 0 | 0 | 0 | 0
6647 | Yorba Linda | Metropolitan Water District of S CA | CA | 100% | FALSE | 12416 | 0 | 0 | 0 | 0 | 0 | 12416 | 0 | 0 | 0 | 0 | 0 | 0
6648 | Sandow No 4 | Vistra Energy | TX | 100% | TRUE | 4038128.039 | 4038128.039 | 4035557.7 | 0 | 2570.339 | 0 | 0 | 0 | 0 | 4877878.021 | 17446.082 | 1465.917 | 125.87
6650 | Mexico | Ameren | MO | 100% | TRUE | 0 | 0 | 0 | 0 | 0 | 0 | 0 | 0 | 0 | 0 | 0.733 | 1.759 | 0
6651 | Moberly | Ameren | MO | 100% | TRUE | 0 | 0 | 0 | 0 | 0 | 0 | 0 | 0 | 0 | 0 | 0.724 | 1.737 | 0
6652 | Moreau | Ameren | MO | 100% | TRUE | 0 | 0 | 0 | 0 | 0 | 0 | 0 | 0 | 0 | 0 | 1.508 | 3.619 | 0
6704 | Pebbly Beach | Edison International | CA | 100% | TRUE | 28739 | 27418 | 0 | 0 | 27418 | 0 | 0 | 1321 | 0 | 25004.2401 | 0 | 0 | 0
6705 | Warrick | Alcoa | IN | 80.37% | FALSE | 2126527.1707 | 2126527.1707 | 2105893.0523 | 20634.1184 | 0 | 0 | 0 | 0 | 0 | 2426955.9044 | 1857.9178 | 3335.0168 | 16.7834
6741 | Rock Lake CT | Great River Energy | MN | 100% | TRUE | 308 | 308 | 0 | 0 | 308 | 0 | 0 | 0 | 0 | 381.5289 | 0.003 | 2.864 | 0
6761 | Rawhide | Platte River Power Authority | CO | 100% | FALSE | 2234070.971 | 2234070.971 | 2194787.8 | 38497 | 786.171 | 0 | 0 | 0 | 0 | 2388990.7581 | 869.64 | 1300.346 | 24
6768 | Sikeston Power Station | City of Sikeston - (MO) | MO | 100% | FALSE | 1854489.035 | 1854489.035 | 1853554.4 | 0 | 934.635 | 0 | 0 | 0 | 0 | 2123127.0759 | 4488.56 | 979.608 | 13.84
6772 | Hugo | Western Farmers Elec Coop, Inc | OK | 100% | FALSE | 2507519.973 | 2507519.973 | 2504409.4 | 0 | 3110.573 | 0 | 0 | 0 | 0 | 2980286.2948 | 8136.636 | 2652.57 | 26
6776 | West Station (NJ) | City of Vineland - (NJ) | NJ | 100% | FALSE | 144 | 144 | 0 | 0 | 144 | 0 | 0 | 0 | 0 | 211.9 | 0.003 | 0.579 | 0
6789 | St Stephen | US Corps of Engineers | SC | 100% | TRUE | 124928 | 0 | 0 | 0 | 0 | 0 | 124928 | 0 | 0 | 0 | 0 | 0 | 0
6791 | Augusta Electric Plant No 2 | City of Augusta - (KS) | KS | 100% | FALSE | 0 | 0 | 0 | 0 | 0 | 0 | 0 | 0 | 0 | 238.3697 | 0 | 0 | 0
6801 | Jarvis Street | City & Borough of Sitka - (AK) | AK | 100% | FALSE | 0 | 0 | 0 | 0 | 0 | 0 | 0 | 0 | 0 | 479.4384 | 0 | 0 | 0
6823 | D B Wilson | Big Rivers Electric | KY | 100% | FALSE | 2649782.999 | 2649782.999 | 2515516.6 | 0 | 8942.459 | 0 | 0 | 125323.94 | 0 | 2912666.6758 | 5814.983 | 1107.736 | 17.2
6824 | St Bonifacius | Great River Energy | MN | 100% | TRUE | 536 | 536 | 0 | 0 | 536 | 0 | 0 | 0 | 0 | 691.1543 | 0.219 | 3.728 | 0
7011 | Hugoton 2 | City of Hugoton - (KS) | KS | 100% | FALSE | 7 | 7 | 0 | 5.778 | 1.222 | 0 | 0 | 0 | 0 | 12.6136 | 0 | 0 | 0
7012 | Lower No 1 | City of Idaho Falls - (ID) | ID | 100% | FALSE | 42038 | 0 | 0 | 0 | 0 | 0 | 42038 | 0 | 0 | 0 | 0 | 0 | 0
7013 | East 12th Street | City of Winfield - (KS) | KS | 100% | FALSE | 1378 | 1378 | 0 | 1370 | 8 | 0 | 0 | 0 | 0 | 1036.2551 | 0.005 | 2.681 | 0
7015 | Unit 4 | City of Mt Pleasant - (UT) | UT | 100% | FALSE | 4180 | 0 | 0 | 0 | 0 | 0 | 4180 | 0 | 0 | 0 | 0 | 0 | 0
7018 | Chanute 3 | City of Chanute | KS | 100% | FALSE | 834 | 834 | 0 | 688.143 | 145.857 | 0 | 0 | 0 | 0 | 475.2239 | 0 | 0 | 0
7028 | Whitehead | City of Springville - (UT) | UT | 100% | FALSE | 8306 | 8306 | 0 | 8298.747 | 7.253 | 0 | 0 | 0 | 0 | 1966.3931 | 0 | 0 | 0
7030 | Major Oak Power | Major Oak Power, LLC | TX | 100% | FALSE | 2383547.046 | 2383547.046 | 2378397.6 | 5149.446 | 0 | 0 | 0 | 0 | 0 | 2957025.6238 | 2471.951 | 1605.246 | 40.53
7032 | Gravel Neck | Dominion | VA | 100% | TRUE | 62300 | 62300 | 0 | 51175.14 | 11124.86 | 0 | 0 | 0 | 0 | 51108.7555 | 14.303 | 75.547 | 0
7034 | Hydro II | City of Logan - (UT) | UT | 100% | FALSE | 30092 | 0 | 0 | 0 | 0 | 0 | 30092 | 0 | 0 | 0 | 0 | 0 | 0
7039 | Lake (WY) | NorthWestern Energy | WY | 100% | FALSE | 277 | 277 | 0 | 0 | 277 | 0 | 0 | 0 | 0 | 251.4993 | 0 | 0 | 0
7040 | Ellis Hydro | Arkansas Electric Coop | AR | 100% | TRUE | 105858 | 0 | 0 | 0 | 0 | 0 | 105858 | 0 | 0 | 0 | 0 | 0 | 0
7042 | Humpback Creek | Cordova Electric Coop, Inc | AK | 100% | FALSE | 3035 | 0 | 0 | 0 | 0 | 0 | 3035 | 0 | 0 | 0 | 0 | 0 | 0
7051 | Wrightsville Hydro Plant | Washington Electric Coop - (VT) | VT | 100% | FALSE | 2852 | 0 | 0 | 0 | 0 | 0 | 2852 | 0 | 0 | 0 | 0 | 0 | 0
7056 | Bolton Falls | Gaz Metro | VT | 100% | FALSE | 13788 | 0 | 0 | 0 | 0 | 0 | 13788 | 0 | 0 | 0 | 0 | 0 | 0
7058 | Solon Diesel | Dahlberg Light & Power Co | WI | 100% | FALSE | 0 | 0 | 0 | 0 | 0 | 0 | 0 | 0 | 0 | 0 | 0 | 0 | 0
7060 | Sibley No Two | City of Sibley - (IA) | IA | 100% | FALSE | 15.68 | 15.68 | 0 | 0.847 | 14.833 | 0 | 0 | 0 | 0 | 1.5259 | 0 | 0 | 0
7063 | McIntosh (AL) | PowerSouth Energy Coop | AL | 100% | TRUE | 145887.002 | 145887.002 | 0 | 145722.78 | 164.222 | 0 | 0 | 0 | 0 | 103146.3602 | 0.489 | 38.789 | 0
7066 | Stampede | US Bureau of Reclamation | CA | 100% | TRUE | 13538 | 0 | 0 | 0 | 0 | 0 | 13538 | 0 | 0 | 0 | 0 | 0 | 0
7072 | Mojave Siphon | California Dept. of Water Resources | CA | 100% | FALSE | 99243 | 0 | 0 | 0 | 0 | 0 | 99243 | 0 | 0 | 0 | 0 | 0 | 0
7079 | Upper Salmon B | IDACORP | ID | 100% | TRUE | 124505 | 0 | 0 | 0 | 0 | 0 | 124505 | 0 | 0 | 0 | 0 | 0 | 0
7080 | St George Red Rock | City of St George | UT | 100% | FALSE | 5 | 5 | 0 | 0 | 5 | 0 | 0 | 0 | 0 | 3.587 | 0 | 0 | 0
7082 | Harry Allen | Berkshire Hathaway Energy | NV | 100% | TRUE | 3338900 | 3338900 | 0 | 3338900 | 0 | 0 | 0 | 0 | 0 | 1435423.628 | 7.246 | 80.743 | 0
7097 | J K Spruce | CPS Energy | TX | 100% | TRUE | 5987554.955 | 5987554.955 | 5944579 | 42975.955 | 0 | 0 | 0 | 0 | 0 | 6420088.3734 | 739.751 | 2812.857 | 33.6958
7111 | Heber City | Heber Light & Power Company | UT | 100% | FALSE | 10867 | 10867 | 0 | 10867 | 0 | 0 | 0 | 0 | 0 | 6517.1513 | 0 | 0 | 0
7112 | Centennial | Metlakatla Power & Light | AK | 100% | FALSE | 3568 | 3568 | 0 | 0 | 3568 | 0 | 0 | 0 | 0 | 3184.2174 | 0 | 0 | 0
7115 | Hoist | Upper Peninsula Power Company | MI | 100% | FALSE | 17612 | 0 | 0 | 0 | 0 | 0 | 17612 | 0 | 0 | 0 | 0 | 0 | 0
7116 | McClure Dam | Upper Peninsula Power Company | MI | 100% | FALSE | 48492 | 0 | 0 | 0 | 0 | 0 | 48492 | 0 | 0 | 0 | 0 | 0 | 0
7118 | Cataract (MI) | Renewable World Energies LLC | MI | 100% | FALSE | 7923 | 0 | 0 | 0 | 0 | 0 | 7923 | 0 | 0 | 0 | 0 | 0 | 0
7119 | Gladstone | Upper Peninsula Power Company | MI | 100% | FALSE | 0 | 0 | 0 | 0 | 0 | 0 | 0 | 0 | 0 | 115.6 | 0 | 0 | 0
7125 | Bad Creek | Duke | SC | 100% | TRUE | 0 | 0 | 0 | 0 | 0 | 0 | 0 | 0 | 0 | 0 | 0 | 0 | 0
7127 | Wynoochee | City of Tacoma - (WA) | WA | 100% | FALSE | 34103 | 0 | 0 | 0 | 0 | 0 | 34103 | 0 | 0 | 0 | 0 | 0 | 0
7128 | William F Matson Generating Station | Allegheny Electric Coop Inc | PA | 100% | FALSE | 95318.61 | 0 | 0 | 0 | 0 | 0 | 95318.61 | 0 | 0 | 0 | 0 | 0 | 0
7129 | Thermalito Diverson Dam | California Dept. of Water Resources | CA | 100% | FALSE | 12982 | 0 | 0 | 0 | 0 | 0 | 12982 | 0 | 0 | 0 | 0 | 0 | 0
7130 | Puna | Hawaiian Electric | HI | 100% | FALSE | 19294 | 19294 | 0 | 0 | 19294 | 0 | 0 | 0 | 0 | 24703.3956 | 0 | 0 | 0
7131 | Brandon Station | City of Lubbock - (TX) | TX | 100% | FALSE | 10157 | 10157 | 0 | 10157 | 0 | 0 | 0 | 0 | 0 | 6105.5848 | 0 | 0 | 0
7132 | Pine View Dam | City of Bountiful | UT | 100% | FALSE | 8504 | 0 | 0 | 0 | 0 | 0 | 8504 | 0 | 0 | 0 | 0 | 0 | 0
7135 | Whillock | Arkansas Electric Coop | AR | 100% | TRUE | 121740 | 0 | 0 | 0 | 0 | 0 | 121740 | 0 | 0 | 0 | 0 | 0 | 0
7138 | Forked River | FirstEnergy | NJ | 100% | TRUE | 7274 | 7274 | 0 | 7272.317 | 1.683 | 0 | 0 | 0 | 0 | 5855.8561 | 0.037 | 6.062 | 0
7145 | Pleasant Hill | Berkshire Hathaway Energy | IA | 100% | TRUE | 11803 | 11803 | 0 | 11447.304 | 355.696 | 0 | 0 | 0 | 0 | 12700.2502 | 0.471 | 16.562 | 0
7146 | Wading River | National Grid | NY | 100% | FALSE | 5721 | 5721 | 0 | 0 | 5721 | 0 | 0 | 0 | 0 | 9278.6 | 0.058 | 15.118 | 0
7147 | Mill Creek 3 | Edison International | CA | 100% | TRUE | 14508 | 0 | 0 | 0 | 0 | 0 | 14508 | 0 | 0 | 0 | 0 | 0 | 0
7151 | Stony Gorge | City of Santa Clara - (CA) | CA | 100% | FALSE | 13331 | 0 | 0 | 0 | 0 | 0 | 13331 | 0 | 0 | 0 | 0 | 0 | 0
7153 | Hay Road | Calpine | DE | 100% | TRUE | 3531808 | 3531808 | 0 | 3531808 | 0 | 0 | 0 | 0 | 0 | 1729536.119 | 5.951 | 497.866 | 0
7155 | Lime Creek | Alliant Energy | IA | 100% | TRUE | 366 | 366 | 0 | 0 | 366 | 0 | 0 | 0 | 0 | 1542.5 | 0.036 | 2.532 | 0
7158 | Woodsdale | Duke | OH | 100% | TRUE | 13201 | 12803.358 | 0 | 12803.358 | 0 | 0 | 0 | 397.642 | 0 | 25847.301 | 0.173 | 27.371 | 0
7159 | Concord | WEC Energy Group | WI | 100% | TRUE | 79543 | 79543 | 0 | 79229.368 | 313.632 | 0 | 0 | 0 | 0 | 67277.8667 | 0.358 | 42.538 | 0
7166 | Murray | City of North Little Rock - (AR) | AR | 100% | FALSE | 108491 | 0 | 0 | 0 | 0 | 0 | 108491 | 0 | 0 | 0 | 0 | 0 | 0
7168 | Chester Lake | Metlakatla Power & Light | AK | 100% | FALSE | 3839 | 0 | 0 | 0 | 0 | 0 | 3839 | 0 | 0 | 0 | 0 | 0 | 0
7169 | Northway | Alaska Power and Telephone Co | AK | 100% | FALSE | 1144 | 1144 | 0 | 0 | 1144 | 0 | 0 | 0 | 0 | 1001.5134 | 0 | 0 | 0
7173 | Barrow | Barrow Utils & Elec Coop, Inc | AK | 48.28% | FALSE | 23734.8276 | 23734.8276 | 0 | 23734.4578 | 0.36979 | 0 | 0 | 0 | 0 | 21718.2155 | 0 | 0 | 0
7174 | Gwitchyaa Zhee | Gwitchyaa Zhee Utility Co | AK | 100% | FALSE | 2600 | 2600 | 0 | 0 | 2600 | 0 | 0 | 0 | 0 | 2924.5658 | 0 | 0 | 0
7179 | Headgate Rock | Colorado River Indian Irr Proj | AZ | 100% | FALSE | 72811 | 0 | 0 | 0 | 0 | 0 | 72811 | 0 | 0 | 0 | 0 | 0 | 0
7182 | Aniak | Aniak Light & Power Co Inc | AK | 100% | FALSE | 2161 | 2161 | 0 | 0 | 2161 | 0 | 0 | 0 | 0 | 2111.5342 | 0 | 0 | 0
7183 | Newhalen | I-N-N Electric Coop, Inc | AK | 100% | FALSE | 3641 | 40 | 0 | 0 | 40 | 0 | 3601 | 0 | 0 | 33.2615 | 0 | 0 | 0
7189 | Whiskeytown | City of Redding - (CA) | CA | 100% | FALSE | 26439 | 0 | 0 | 0 | 0 | 0 | 26439 | 0 | 0 | 0 | 0 | 0 | 0
7190 | Milner Hydro | IDACORP | ID | 100% | TRUE | 237491 | 0 | 0 | 0 | 0 | 0 | 237491 | 0 | 0 | 0 | 0 | 0 | 0
7191 | Tallassee Hydro Project | Tallassee Shoals LLC | GA | 100% | FALSE | 3977 | 0 | 0 | 0 | 0 | 0 | 3977 | 0 | 0 | 0 | 0 | 0 | 0
7200 | Robert D Willis | US Corps of Engineers | TX | 100% | TRUE | 5928 | 0 | 0 | 0 | 0 | 0 | 5928 | 0 | 0 | 0 | 0 | 0 | 0
7203 | South Fond Du Lac | Alliant Energy | WI | 50% | TRUE | 9048 | 9048 | 0 | 9042.9175 | 5.0825 | 0 | 0 | 0 | 0 | 7243.403 | 0.0505 | 5.5975 | 0
7210 | Cope | SCANA | SC | 100% | TRUE | 2384567.003 | 2384567.003 | 2216365.5 | 166258.74 | 1942.763 | 0 | 0 | 0 | 0 | 2313533.0184 | 1165.679 | 1297.49 | 1.3
7212 | Darbytown | Dominion | VA | 100% | TRUE | 111518 | 111518 | 0 | 93060.092 | 18457.908 | 0 | 0 | 0 | 0 | 86014.5251 | 23.164 | 130.359 | 0
7229 | Black Butte | City of Santa Clara - (CA) | CA | 100% | FALSE | 17818 | 0 | 0 | 0 | 0 | 0 | 17818 | 0 | 0 | 0 | 0 | 0 | 0
7231 | Gianera | City of Santa Clara - (CA) | CA | 100% | FALSE | 5495 | 5495 | 0 | 5495 | 0 | 0 | 0 | 0 | 0 | 5228.2153 | 0 | 0 | 0
7232 | Santa Clara Cogen | City of Santa Clara - (CA) | CA | 100% | FALSE | 46435 | 46435 | 0 | 46435 | 0 | 0 | 0 | 0 | 0 | 31882.727 | 0 | 0 | 0
7233 | Tesla | City of Colorado Springs - (CO) | CO | 100% | FALSE | 66867 | 0 | 0 | 0 | 0 | 0 | 66867 | 0 | 0 | 0 | 0 | 0 | 0
7237 | Angus Anson | Xcel | SD | 100% | TRUE | 70125 | 70125 | 0 | 69879.238 | 245.762 | 0 | 0 | 0 | 0 | 49661.8138 | 0.266 | 17.843 | 0
7242 | Polk | Emera | FL | 100% | TRUE | 8242115.975 | 8242115.975 | 1268771.99 | 6973297.71 | 46.275 | 0 | 0 | 0 | 0 | 3935826.1509 | 911.021 | 633.464 | 23
7246 | Dam 2 | Arkansas Electric Coop | AR | 100% | TRUE | 211563 | 0 | 0 | 0 | 0 | 0 | 211563 | 0 | 0 | 0 | 0 | 0 | 0
7247 | Watertown Power Plant | Missouri Basin Muni Power Agny | SD | 100% | FALSE | 141 | 141 | 0 | 0 | 141 | 0 | 0 | 0 | 0 | 249.8688 | 0 | 0 | 0
7250 | Auke Bay | Alaska Electric Light&Power Co | AK | 100% | FALSE | 0 | 0 | 0 | 0 | 0 | 0 | 0 | 0 | 0 | 208.0474 | 0 | 0 | 0
7259 | Skookumchuck | TransAlta | WA | 100% | FALSE | 6320 | 0 | 0 | 0 | 0 | 0 | 6320 | 0 | 0 | 0 | 0 | 0 | 0
7264 | Miki Basin | Hawaiian Electric | HI | 100% | FALSE | 28220 | 28220 | 0 | 0 | 28220 | 0 | 0 | 0 | 0 | 23302.0409 | 0 | 0 | 0
7266 | Woodland | Modesto Irrigation District | CA | 100% | FALSE | 429342 | 429342 | 0 | 429342 | 0 | 0 | 0 | 0 | 0 | 209431.1785 | 0.891 | 10.211 | 0
7268 | 491 E 48th Street | City of Holland | MI | 100% | FALSE | 66843 | 66843 | 0 | 66843 | 0 | 0 | 0 | 0 | 0 | 73586.7677 | 0 | 0 | 0
7270 | Paris (WI) | WEC Energy Group | WI | 100% | TRUE | 102370.996 | 102370.996 | 0 | 102219.79 | 151.206 | 0 | 0 | 0 | 0 | 88561.0175 | 0.461 | 57.232 | 0
7277 | Lincoln Combustion | Duke | NC | 100% | TRUE | 17603 | 17603 | 0 | 17594.279 | 8.721 | 0 | 0 | 0 | 0 | 20304.2176 | 0.186 | 14.153 | 0
7279 | O'Shaughnessy Hydro | City of Columbus - (OH) | OH | 100% | FALSE | 2106 | 0 | 0 | 0 | 0 | 0 | 2106 | 0 | 0 | 0 | 0 | 0 | 0
7281 | Gardner Energy Center | City of Gardner - (KS) | KS | 100% | FALSE | 203 | 203 | 0 | 203 | 0 | 0 | 0 | 0 | 0 | 243.2462 | 0 | 0 | 0
7283 | Paragould Turbine | Paragould Light & Water Comm | AR | 100% | FALSE | 30 | 30 | 0 | 30 | 0 | 0 | 0 | 0 | 0 | 24.7805 | 0 | 0 | 0
7288 | Sherman Avenue | Calpine | NJ | 100% | TRUE | 31159 | 31159 | 0 | 31044.398 | 114.602 | 0 | 0 | 0 | 0 | 25082.438 | 0.121 | 14.007 | 0
7294 | Central Energy Plant | Reedy Creek Improvement Dist | FL | 100% | FALSE | 0 | 0 | 0 | 0 | 0 | 0 | 0 | 0 | 0 | 0 | 0 | 0 | 0
7296 | State Line Combined Cycle | Algonquin Power | MO | 67.13% | FALSE | 1645088.7024 | 1645088.7024 | 0 | 1644888.9497 | 199.7527 | 0 | 0 | 0 | 0 | 716197.869 | 3.7503 | 101.8264 | 0
7302 | Hines Energy Complex | Duke | FL | 100% | TRUE | 13208768.998 | 13208768.998 | 0 | 13208733.7 | 35.298 | 0 | 0 | 0 | 0 | 5437569.1855 | 27.844 | 674.151 | 0
7307 | Redding Power | City of Redding - (CA) | CA | 100% | FALSE | 191156 | 191156 | 0 | 191156 | 0 | 0 | 0 | 0 | 0 | 96534.2587 | 0.485 | 2.36 | 0
7314 | Richard M Flynn | New York Power Authority | NY | 100% | TRUE | 968552.001 | 968552.001 | 0 | 954458.08 | 14093.921 | 0 | 0 | 0 | 0 | 459587.3799 | 16.317 | 121.729 | 0
7315 | Almond Power Plant | Turlock Irrigation District | CA | 100% | FALSE | 182098 | 182098 | 0 | 182098 | 0 | 0 | 0 | 0 | 0 | 112646.766 | 0.569 | 9.442 | 0
7317 | Buffalo Bill | US Bureau of Reclamation | WY | 100% | TRUE | 119560 | 0 | 0 | 0 | 0 | 0 | 119560 | 0 | 0 | 0 | 0 | 0 | 0
7325 | San Jacinto Steam Electric Station | NRG | TX | 100% | TRUE | 940147 | 940147 | 0 | 940147 | 0 | 0 | 0 | 0 | 0 | 764388.871 | 3.859 | 116.517 | 0
7335 | Richmond | Indiana Municipal Power Agency | IN | 100% | FALSE | 6850 | 6850 | 0 | 6846.596 | 3.404 | 0 | 0 | 0 | 0 | 6076.4522 | 0.031 | 5.978 | 0
7336 | Anderson | Indiana Municipal Power Agency | IN | 100% | FALSE | 9160 | 9160 | 0 | 9112.657 | 47.343 | 0 | 0 | 0 | 0 | 6650.3806 | 0.046 | 4.908 | 0
7337 | Florence | Omya Inc | VT | 100% | FALSE | 0 | 0 | 0 | 0 | 0 | 0 | 0 | 0 | 0 | 0 | 0 | 0 | 0
7338 | Grizzly | City of Santa Clara - (CA) | CA | 100% | FALSE | 91213 | 0 | 0 | 0 | 0 | 0 | 91213 | 0 | 0 | 0 | 0 | 0 | 0
7339 | Wellington 2 | City of Wellington - (KS) | KS | 100% | FALSE | 286 | 286 | 0 | 286 | 0 | 0 | 0 | 0 | 0 | 303.2103 | 0 | 0 | 0
7345 | University of Florida | Duke | FL | 100% | TRUE | 366694 | 366694 | 0 | 366694 | 0 | 0 | 0 | 0 | 0 | 189626.702 | 0.957 | 106.46 | 0
7348 | Robins | Southern | GA | 100% | TRUE | 20773 | 20773 | 0 | 20287.377 | 485.623 | 0 | 0 | 0 | 0 | 17347.9438 | 2.074 | 101.415 | 0
7350 | Coyote Springs | Portland General Electric | OR | 100% | TRUE | 1209749 | 1209749 | 0 | 1209749 | 0 | 0 | 0 | 0 | 0 | 483525.5191 | 6.003 | 143.761 | 0
7366 | Lincoln Turbines | WEC Energy Group | WI | 100% | TRUE | 10344 | 0 | 0 | 0 | 0 | 0 | 0 | 0 | 10344 | 0 | 0 | 0 | 0
7368 | Geothermal 1 | Northern California Power Agny | CA | 100% | FALSE | 415905 | 0 | 0 | 0 | 0 | 0 | 0 | 0 | 415905 | 0 | 0 | 0 | 0
7369 | Geothermal 2 | Northern California Power Agny | CA | 100% | FALSE | 355038 | 0 | 0 | 0 | 0 | 0 | 0 | 0 | 355038 | 0 | 0 | 0 | 0
7372 | McPhee | US Bureau of Reclamation | CO | 100% | TRUE | 5470 | 0 | 0 | 0 | 0 | 0 | 5470 | 0 | 0 | 0 | 0 | 0 | 0
7373 | Towaoc | US Bureau of Reclamation | CO | 100% | TRUE | 17877 | 0 | 0 | 0 | 0 | 0 | 17877 | 0 | 0 | 0 | 0 | 0 | 0
7378 | United Hospital | Xcel | MN | 100% | TRUE | 14 | 14 | 0 | 0 | 14 | 0 | 0 | 0 | 0 | 41.4138 | 0 | 0 | 0
7380 | Midulla Generating Station | Seminole Electric Coop | FL | 100% | TRUE | 3319595.952 | 3319595.952 | 0 | 3319507.25 | 88.702 | 0 | 0 | 0 | 0 | 1498301.6812 | 7.968 | 440.962 | 0
7381 | Searsburg Wind Turbine | Gaz Metro | VT | 100% | FALSE | 11177 | 0 | 0 | 0 | 0 | 0 | 0 | 0 | 11177 | 0 | 0 | 0 | 0
7392 | Poplar Bluff Generating Station | City of Poplar Bluff - (MO) | MO | 100% | FALSE | 516 | 516 | 0 | 392.206 | 123.794 | 0 | 0 | 0 | 0 | 358.7979 | 0 | 0 | 0
7393 | Lakin Municipal | City of Lakin - (KS) | KS | 100% | FALSE | 2 | 2 | 0 | 0.378 | 1.622 | 0 | 0 | 0 | 0 | 4.7313 | 0 | 0 | 0
7394 | Gonzales Hydro Plant | City of Gonzales - (TX) | TX | 100% | FALSE | 0 | 0 | 0 | 0 | 0 | 0 | 0 | 0 | 0 | 0 | 0 | 0 | 0
7396 | Front Street | City of Chicopee - (MA) | MA | 100% | FALSE | 439 | 439 | 0 | 0 | 439 | 0 | 0 | 0 | 0 | 362.2079 | 0 | 0 | 0
7397 | Falling Spring | Borough of Chambersburg | PA | 100% | FALSE | 1361 | 1361 | 0 | 1257.374 | 103.626 | 0 | 0 | 0 | 0 | 833.1606 | 0 | 0 | 0
7398 | Water Street Station | City of Bay City - (MI) | MI | 100% | FALSE | 723 | 723 | 0 | 660.073 | 62.927 | 0 | 0 | 0 | 0 | 453.5675 | 0 | 0 | 0
7399 | Henry Station | City of Bay City - (MI) | MI | 100% | FALSE | 1257 | 1257 | 0 | 1146.581 | 110.419 | 0 | 0 | 0 | 0 | 725.5426 | 0 | 0 | 0
7400 | Salisbury City of | City of Salisbury - (MO) | MO | 100% | FALSE | 0 | 0 | 0 | 0 | 0 | 0 | 0 | 0 | 0 | 0.97828 | 0 | 0 | 0
7405 | Shelbina Power #1 | City of Shelbina - (MO) | MO | 100% | FALSE | 12 | 12 | 0 | 0 | 12 | 0 | 0 | 0 | 0 | 10.6795 | 0 | 0 | 0
7406 | Shelbina Power #2 | City of Shelbina - (MO) | MO | 100% | FALSE | 58 | 58 | 0 | 0 | 58 | 0 | 0 | 0 | 0 | 49.2401 | 0 | 0 | 0
7408 | Payson | Payson City Corporation | UT | 100% | FALSE | 5 | 5 | 0 | 4.706 | 0.294 | 0 | 0 | 0 | 0 | 23.2073 | 0 | 0 | 0
7413 | Short Mountain | Emerald People's Utility Dist | OR | 100% | FALSE | 18302 | 0 | 0 | 0 | 0 | 0 | 0 | 18302 | 0 | 0 | 0 | 0 | 0
7414 | Thorne Bay Plant | Alaska Power and Telephone Co | AK | 100% | FALSE | 66 | 66 | 0 | 0 | 66 | 0 | 0 | 0 | 0 | 115.8446 | 0 | 0 | 0
7415 | Lakefield Utilities | City of Lakefield - (MN) | MN | 100% | FALSE | 11 | 11 | 0 | 0 | 11 | 0 | 0 | 0 | 0 | 9.2121 | 0 | 0 | 0
7425 | Interstate | City of Springfield - (IL) | IL | 100% | FALSE | 18446 | 18446 | 0 | 18446 | 0 | 0 | 0 | 0 | 0 | 11787.495 | 0.06 | 7.31 | 0
7427 | Cowlitz Falls | PUD No 1 of Lewis County | WA | 100% | FALSE | 283000 | 0 | 0 | 0 | 0 | 0 | 283000 | 0 | 0 | 0 | 0 | 0 | 0
7429 | Edenton Generators | Town of Edenton - (NC) | NC | 100% | FALSE | 259 | 259 | 0 | 0 | 259 | 0 | 0 | 0 | 0 | 308.4841 | 0 | 0 | 0
7431 | Dalles Dam North Fishway Project | Northern Wasco County PUD | OR | 100% | FALSE | 40298 | 0 | 0 | 0 | 0 | 0 | 40298 | 0 | 0 | 0 | 0 | 0 | 0
7432 | Oxford (KS) | City of Oxford - (KS) | KS | 100% | FALSE | 0 | 0 | 0 | 0 | 0 | 0 | 0 | 0 | 0 | 3.3425 | 0 | 0 | 0
7436 | Vernon | City of Vernon | CA | 100% | FALSE | 0 | 0 | 0 | 0 | 0 | 0 | 0 | 0 | 0 | 0 | 0 | 0 | 0
7437 | Galena Electric Utility | Galena Electric Utility | AK | 100% | FALSE | 5543 | 5543 | 0 | 0 | 5543 | 0 | 0 | 0 | 0 | 4889.5212 | 0 | 0 | 0
7438 | Church Street Plant | City of Manassas - (VA) | VA | 100% | FALSE | 50 | 50 | 0 | 0 | 50 | 0 | 0 | 0 | 0 | 52.0118 | 0 | 0 | 0
7439 | Godwin Drive Plant | City of Manassas - (VA) | VA | 100% | FALSE | 84 | 84 | 0 | 0 | 84 | 0 | 0 | 0 | 0 | 67.6643 | 0 | 0 | 0
7447 | Pratt 2 | City of Pratt- (KS) | KS | 100% | FALSE | 253 | 253 | 0 | 218.13 | 34.87 | 0 | 0 | 0 | 0 | 205.1781 | 0 | 0 | 0
7449 | Combustion Turbine Project No 2 | Northern California Power Agny | CA | 100% | FALSE | 11081 | 11081 | 0 | 11081 | 0 | 0 | 0 | 0 | 0 | 5668.488 | 0.029 | 0.826 | 0
7450 | Alameda | Northern California Power Agny | CA | 100% | FALSE | 13155 | 13155 | 0 | 13155 | 0 | 0 | 0 | 0 | 0 | 12533.6081 | 0 | 0 | 0
7451 | Lodi | Northern California Power Agny | CA | 100% | FALSE | 4132 | 4132 | 0 | 4132 | 0 | 0 | 0 | 0 | 0 | 3847.5213 | 0 | 0 | 0
7452 | Roseville | City of Roseville - (CA) | CA | 100% | FALSE | 1284 | 1284 | 0 | 1282.14 | 1.86 | 0 | 0 | 0 | 0 | 1211.3711 | 0 | 0 | 0
7456 | Rathdrum | Avista | ID | 100% | TRUE | 71741 | 71741 | 0 | 71741 | 0 | 0 | 0 | 0 | 0 | 43585.693 | 0.22 | 14.525 | 0
7458 | Basalt | City of Aspen- (CO) | CO | 100% | FALSE | 16797 | 0 | 0 | 0 | 0 | 0 | 16797 | 0 | 0 | 0 | 0 | 0 | 0
7462 | Angoon | Inside Passage Elec Coop, Inc | AK | 100% | FALSE | 1675 | 1675 | 0 | 0 | 1675 | 0 | 0 | 0 | 0 | 1390.5424 | 0 | 0 | 0
7463 | Hoonah | Inside Passage Elec Coop, Inc | AK | 100% | FALSE | 3105 | 3105 | 0 | 0 | 3105 | 0 | 0 | 0 | 0 | 2481.5683 | 0 | 0 | 0
7464 | Kake | Inside Passage Elec Coop, Inc | AK | 100% | FALSE | 2137 | 2137 | 0 | 0 | 2137 | 0 | 0 | 0 | 0 | 1914.0033 | 0 | 0 | 0
7469 | Madison Utilities | City of Madison - (NE) | NE | 100% | FALSE | 19 | 19 | 0 | 0 | 19 | 0 | 0 | 0 | 0 | 14.5927 | 0 | 0 | 0
7470 | Marceline | City of Marceline - (MO) | MO | 100% | FALSE | 43.12 | 43.12 | 0 | 0 | 43.12 | 0 | 0 | 0 | 0 | 37.6638 | 0 | 0 | 0
7474 | Upper Sterling | City of Rock Falls - (IL) | IL | 100% | FALSE | 10664 | 0 | 0 | 0 | 0 | 0 | 10664 | 0 | 0 | 0 | 0 | 0 | 0
7479 | North Road Peak | City of Orangeburg - (SC) | SC | 100% | FALSE | 0 | 0 | 0 | 0 | 0 | 0 | 0 | 0 | 0 | 112.9913 | 0 | 0 | 0
7480 | Rowesville Rd Plant | City of Orangeburg - (SC) | SC | 100% | FALSE | 51 | 51 | 0 | 51 | 0 | 0 | 0 | 0 | 0 | 114.2591 | 0 | 0 | 0
7481 | City Light & Water | City of Blue Hill - (NE) | NE | 100% | FALSE | 7 | 7 | 0 | 0 | 7 | 0 | 0 | 0 | 0 | 7.4186 | 0 | 0 | 0
7482 | NSB Atqasuk Utility | North Slope Borough Power & Light | AK | 100% | FALSE | 2838 | 2838 | 0 | 0 | 2838 | 0 | 0 | 0 | 0 | 2907.1198 | 0 | 0 | 0
7483 | NSB Kaktovik Utility | North Slope Borough Power & Light | AK | 100% | FALSE | 4485 | 4485 | 0 | 0 | 4485 | 0 | 0 | 0 | 0 | 4121.572 | 0 | 0 | 0
7484 | NSB Nuiqsut Utility | North Slope Borough Power & Light | AK | 100% | FALSE | 6787 | 6787 | 0 | 6226.08 | 560.92 | 0 | 0 | 0 | 0 | 5386.3106 | 0 | 0 | 0
7485 | NSB Point Hope Utility | North Slope Borough Power & Light | AK | 100% | FALSE | 6540 | 6540 | 0 | 0 | 6540 | 0 | 0 | 0 | 0 | 5885.491 | 0 | 0 | 0
7486 | NSB Point Lay Utility | North Slope Borough Power & Light | AK | 100% | FALSE | 3592 | 3592 | 0 | 0 | 3592 | 0 | 0 | 0 | 0 | 3058.7531 | 0 | 0 | 0
7487 | NSB Anaktuvuk Pass | North Slope Borough Power & Light | AK | 100% | FALSE | 3907 | 3907 | 0 | 0 | 3907 | 0 | 0 | 0 | 0 | 3666.8352 | 0 | 0 | 0
7488 | NSB Wainwright Utility | North Slope Borough Power & Light | AK | 100% | FALSE | 6891 | 6891 | 0 | 0 | 6891 | 0 | 0 | 0 | 0 | 6171.1485 | 0 | 0 | 0
7489 | Lake Mendocino | City of Ukiah - (CA) | CA | 100% | FALSE | 10283 | 0 | 0 | 0 | 0 | 0 | 10283 | 0 | 0 | 0 | 0 | 0 | 0
7493 | King Cove | City of King Cove | AK | 100% | FALSE | 4132 | 1696 | 0 | 0 | 1696 | 0 | 2436 | 0 | 0 | 1340.3241 | 0 | 0 | 0
7497 | Croswell | City of Croswell - (MI) | MI | 100% | FALSE | 0 | 0 | 0 | 0 | 0 | 0 | 0 | 0 | 0 | 0 | 0 | 0 | 0
7501 | Princeton Wind Farm | Town of Princeton - (MA) | MA | 100% | FALSE | 5088 | 0 | 0 | 0 | 0 | 0 | 0 | 0 | 5088 | 0 | 0 | 0 | 0
7502 | Dutch Harbor | City of Unalaska - (AK) | AK | 100% | FALSE | 58373.16 | 58373.16 | 0 | 0 | 58373.16 | 0 | 0 | 0 | 0 | 42412.2367 | 0 | 0 | 0
7503 | Unalaska Power Module | City of Unalaska - (AK) | AK | 100% | FALSE | 10 | 10 | 0 | 0 | 10 | 0 | 0 | 0 | 0 | 7.2556 | 0 | 0 | 0
7504 | Neil Simpson II | Black Hills Corp | WY | 100% | FALSE | 557412.998 | 557412.998 | 542177.78 | 15235.218 | 0 | 0 | 0 | 0 | 0 | 767919.754 | 349.873 | 530.236 | 358
7505 | Fergus Control Ctr | Otter Tail Power | MN | 100% | FALSE | 21 | 21 | 0 | 0 | 21 | 0 | 0 | 0 | 0 | 17.1199 | 0 | 0 | 0
7507 | Deadwood Creek | Yuba County Water Agency | CA | 100% | FALSE | 2936 | 0 | 0 | 0 | 0 | 0 | 2936 | 0 | 0 | 0 | 0 | 0 | 0
7508 | Stone Creek | Eugene Water & Electric Board | OR | 100% | FALSE | 61522 | 0 | 0 | 0 | 0 | 0 | 61522 | 0 | 0 | 0 | 0 | 0 | 0
7512 | Arthur Von Rosenberg | CPS Energy | TX | 100% | TRUE | 2356143 | 2356143 | 0 | 2356143 | 0 | 0 | 0 | 0 | 0 | 998955.4482 | 0 | 0 | 0
7513 | ReEnergy Fort Fairfield | ReEnergy | ME | 100% | FALSE | 209738 | 0 | 0 | 0 | 0 | 0 | 0 | 209738 | 0 | 0 | 0 | 0 | 0
7515 | McPherson 3 | City of McPherson - (KS) | KS | 100% | FALSE | 3098 | 3098 | 0 | 3039.487 | 58.513 | 0 | 0 | 0 | 0 | 2447.2474 | 0.012 | 3.635 | 0
7526 | Solano Wind | Sacramento Municipal Util Dist | CA | 43.91% | TRUE | 233936.2638 | 0 | 0 | 0 | 0 | 0 | 0 | 0 | 233936.2638 | 0 | 0 | 0 | 0
7538 | Wayne County | Duke | NC | 100% | TRUE | 129482.001 | 129482.001 | 0 | 116155.16 | 13326.841 | 0 | 0 | 0 | 0 | 93196.1102 | 0 | 0 | 0
7541 | Spirit Mountain | US Bureau of Reclamation | WY | 100% | TRUE | 15018 | 0 | 0 | 0 | 0 | 0 | 15018 | 0 | 0 | 0 | 0 | 0 | 0
7545 | Kaw Hydro | Oklahoma Municipal Power Authority | OK | 100% | FALSE | 95421 | 0 | 0 | 0 | 0 | 0 | 95421 | 0 | 0 | 0 | 0 | 0 | 0
7546 | Ponca City | Oklahoma Municipal Power Authority | OK | 100% | FALSE | 60310 | 60310 | 0 | 60310 | 0 | 0 | 0 | 0 | 0 | 33998.9455 | 0 | 0 | 0
7555 | Nebraska City # 2 | City of Nebraska City | NE | 100% | FALSE | 0 | 0 | 0 | 0 | 0 | 0 | 0 | 0 | 0 | 69.9556 | 0 | 0 | 0
7556 | State Farm | State Farm Insurance | IL | 100% | FALSE | 58 | 58 | 0 | 0 | 58 | 0 | 0 | 0 | 0 | 63.099 | 0 | 0 | 0
7575 | Bowling Green | American Municipal Power | OH | 100% | FALSE | 12 | 12 | 0 | 0 | 12 | 0 | 0 | 0 | 0 | 9.7828 | 0 | 0 | 0
7576 | Engle | American Municipal Power | OH | 100% | FALSE | 9 | 9 | 0 | 0 | 9 | 0 | 0 | 0 | 0 | 8.3969 | 0 | 0 | 0
7577 | Jackson (OH) | American Municipal Power | OH | 100% | FALSE | 6 | 6 | 0 | 0 | 6 | 0 | 0 | 0 | 0 | 4.4838 | 0 | 0 | 0
7578 | Napoleon | American Municipal Power | OH | 100% | FALSE | 2 | 2 | 0 | 0 | 2 | 0 | 0 | 0 | 0 | 1.6305 | 0 | 0 | 0
7579 | Niles | American Municipal Power | OH | 100% | FALSE | 6 | 6 | 0 | 0 | 6 | 0 | 0 | 0 | 0 | 4.4023 | 0 | 0 | 0
7580 | Wadsworth | American Municipal Power | OH | 100% | FALSE | 4 | 4 | 0 | 0 | 4 | 0 | 0 | 0 | 0 | 3.3425 | 0 | 0 | 0
7583 | Talcville | Brookfield | NY | 100% | TRUE | 5935 | 0 | 0 | 0 | 0 | 0 | 5935 | 0 | 0 | 0 | 0 | 0 | 0
7584 | Panora | City of Panora - (IA) | IA | 100% | FALSE | 35 | 35 | 0 | 0 | 35 | 0 | 0 | 0 | 0 | 19.7286 | 0 | 0 | 0
7588 | H M Jackson | PUD 1 of Snohomish County | WA | 100% | FALSE | 453152 | 0 | 0 | 0 | 0 | 0 | 453152 | 0 | 0 | 0 | 0 | 0 | 0
7593 | El Vado Dam | Los Alamos County | NM | 100% | FALSE | 18194 | 0 | 0 | 0 | 0 | 0 | 18194 | 0 | 0 | 0 | 0 | 0 | 0
7595 | Red Cedar | Alliant Energy | IA | 100% | TRUE | 0 | 0 | 0 | 0 | 0 | 0 | 0 | 0 | 0 | 0 | 0 | 0 | 0
7603 | Prospect Municipal | American Municipal Power | OH | 100% | FALSE | 0 | 0 | 0 | 0 | 0 | 0 | 0 | 0 | 0 | 0 | 0 | 0 | 0
7604 | St Francis Energy Facility | Associated Electric Coop | MO | 100% | TRUE | 409643 | 409643 | 0 | 409643 | 0 | 0 | 0 | 0 | 0 | 186382.988 | 0.941 | 16.171 | 0
7605 | River Road Gen Plant | PUD No 1 of Clark County - (WA) | WA | 100% | FALSE | 1259617 | 1259617 | 0 | 1259617 | 0 | 0 | 0 | 0 | 0 | 545922.455 | 2.45 | 61.149 | 0
7646 | Monticello Dam | Solano Irrigation District | CA | 100% | FALSE | 53592 | 0 | 0 | 0 | 0 | 0 | 53592 | 0 | 0 | 0 | 0 | 0 | 0
7657 | Auglaize Hydro | City of Bryan - (OH) | OH | 100% | FALSE | 11105 | 0 | 0 | 0 | 0 | 0 | 11105 | 0 | 0 | 0 | 0 | 0 | 0
7690 | Pennsbury | Exelon | PA | 100% | TRUE | 0 | 0 | 0 | 0 | 0 | 0 | 0 | 0 | 0 | 0 | 0 | 0 | 0
7693 | Anaheim GT | City of Anaheim - (CA) | CA | 100% | FALSE | 76188 | 76188 | 0 | 76188 | 0 | 0 | 0 | 0 | 0 | 46379.956 | 0.234 | 8.902 | 0
7697 | Washington County Cogeneration Facility | Southern | AL | 100% | TRUE | 828512 | 828512 | 0 | 828512 | 0 | 0 | 0 | 0 | 0 | 214121.9377 | 2.646 | 194.934 | 0
7698 | General Electric Plastic | Southern | AL | 100% | TRUE | 511724 | 511724 | 0 | 511724 | 0 | 0 | 0 | 0 | 0 | 121946.3563 | 1.723 | 74.306 | 0
7699 | Tiger Bay | Duke | FL | 100% | TRUE | 1628351 | 1628351 | 0 | 1628351 | 0 | 0 | 0 | 0 | 0 | 731166.994 | 3.691 | 188.882 | 0
7701 | Fairless Hills | Exelon | PA | 100% | TRUE | 229984.001 | 6600.681 | 0 | 6600.681 | 0 | 0 | 0 | 223383.32 | 0 | 5965.727 | 73.063 | 123.905 | 0
7709 | Dahlberg | Southern | GA | 100% | TRUE | 326512.004 | 326512.004 | 0 | 326007.24 | 504.764 | 0 | 0 | 0 | 0 | 232151.1095 | 0 | 0 | 0
7710 | H Allen Franklin Combined Cycle | Southern | AL | 100% | TRUE | 12465364 | 12465364 | 0 | 12465364 | 0 | 0 | 0 | 0 | 0 | 5087501.575 | 25.683 | 372.982 | 0
7715 | Pea Ridge | Southern | FL | 100% | TRUE | 81430.16 | 81430.16 | 0 | 81430.16 | 0 | 0 | 0 | 0 | 0 | 57022.3561 | 0 | 0 | 0
7719 | Meridian | Tennessee Valley Authority | MS | 100% | TRUE | 11 | 11 | 0 | 0 | 11 | 0 | 0 | 0 | 0 | 17.609 | 0 | 0 | 0
7721 | Theodore Cogen Facility | Southern | AL | 100% | TRUE | 1522677 | 1522677 | 0 | 1522677 | 0 | 0 | 0 | 0 | 0 | 403439.4258 | 3.879 | 48.938 | 0
7722 | Watts Bar Nuclear Plant | Tennessee Valley Authority | TN | 100% | TRUE | 13576203 | 0 | 0 | 0 | 0 | 13576203 | 0 | 0 | 0 | 0 | 0 | 0 | 0
7723 | Nymans Plant Microgrid | Kodiak Electric Assn Inc | AK | 100% | FALSE | 0 | 0 | 0 | 0 | 0 | 0 | 0 | 0 | 0 | 64.0773 | 0 | 0 | 0
7725 | Coffin Butte | Pacific Northwest Generating Coop | OR | 100% | FALSE | 44008 | 0 | 0 | 0 | 0 | 0 | 0 | 44008 | 0 | 0 | 0 | 0 | 0
7737 | Kapstone | SCANA | SC | 100% | TRUE | 508362 | 198556.25 | 198556.25 | 0 | 0 | 0 | 0 | 309805.75 | 0 | 117522.6438 | 0 | 582.422 | 0
7749 | Essex | Associated Electric Coop | MO | 100% | TRUE | 81942 | 81942 | 0 | 81942 | 0 | 0 | 0 | 0 | 0 | 55974.918 | 0.283 | 50.061 | 0
7751 | Goat Lake Hydro | Alaska Power and Telephone Co | AK | 100% | FALSE | 15606 | 0 | 0 | 0 | 0 | 0 | 15606 | 0 | 0 | 0 | 0 | 0 | 0
7752 | Black Bear Lake | Alaska Power and Telephone Co | AK | 100% | FALSE | 19221 | 0 | 0 | 0 | 0 | 0 | 19221 | 0 | 0 | 0 | 0 | 0 | 0
7754 | Nodaway | Associated Electric Coop | MO | 100% | TRUE | 1119 | 1119 | 0 | 1119 | 0 | 0 | 0 | 0 | 0 | 811.104 | 0.004 | 0.552 | 0
7757 | Chouteau | Associated Electric Coop | OK | 100% | TRUE | 2737937 | 2737937 | 0 | 2737937 | 0 | 0 | 0 | 0 | 0 | 1203291.554 | 6.075 | 141.666 | 0
7758 | South Plant | Waverly Municipal Elec Utility | IA | 100% | FALSE | 50 | 50 | 0 | 0 | 50 | 0 | 0 | 0 | 0 | 41.1693 | 0 | 0 | 0
7759 | Georgetown | AES | IN | 35% | TRUE | 25470.9 | 25470.9 | 0 | 25470.9 | 0 | 0 | 0 | 0 | 0 | 41195.5033 | 0.2079 | 8.5939 | 0
7759 | Georgetown | CDPQ | IN | 15% | FALSE | 10916.1 | 10916.1 | 0 | 10916.1 | 0 | 0 | 0 | 0 | 0 | 17655.2157 | 0.0891 | 3.6831 | 0
7763 | Henry County | Duke | IN | 100% | TRUE | 173930 | 173930 | 0 | 173930 | 0 | 0 | 0 | 0 | 0 | 148050.073 | 0.747 | 109.302 | 0
7766 | Erie Energy Center | City of Erie - (KS) | KS | 100% | FALSE | 111 | 111 | 0 | 0 | 111 | 0 | 0 | 0 | 0 | 72.9633 | 0 | 0 | 0
7767 | Bloomington Power Plant | City of St George | UT | 100% | FALSE | 20 | 20 | 0 | 0 | 20 | 0 | 0 | 0 | 0 | 13.9405 | 0 | 0 | 0
7770 | 1515 S Caron Road | Rochelle Municipal Utilities | IL | 100% | FALSE | 264 | 264 | 0 | 264 | 0 | 0 | 0 | 0 | 0 | 215.0175 | 0 | 0 | 0
7771 | Springview | Bluestem LLC | NE | 100% | FALSE | 12350 | 0 | 0 | 0 | 0 | 0 | 0 | 0 | 12350 | 0 | 0 | 0 | 0
7774 | Cleveland Peaking | American Municipal Power | OH | 100% | FALSE | 438 | 438 | 0 | 0 | 438 | 0 | 0 | 0 | 0 | 372.7244 | 0 | 0 | 0
7778 | Orrville Peaking | American Municipal Power | OH | 100% | FALSE | 201 | 201 | 0 | 0 | 201 | 0 | 0 | 0 | 0 | 168.8347 | 0 | 0 | 0
7779 | Bryan Peaking | American Municipal Power | OH | 100% | FALSE | 376 | 376 | 0 | 0 | 376 | 0 | 0 | 0 | 0 | 315.4135 | 0 | 0 | 0
7781 | Arcanum Peaking | American Municipal Power | OH | 100% | FALSE | 57 | 57 | 0 | 0 | 57 | 0 | 0 | 0 | 0 | 48.2618 | 0 | 0 | 0
7782 | Hamilton Peaking | American Municipal Power | OH | 100% | FALSE | 1741 | 1741 | 0 | 1741 | 0 | 0 | 0 | 0 | 0 | 1166.6 | 0.006 | 1.631 | 0
7783 | Bowling Green Peaking | American Municipal Power | OH | 100% | FALSE | 2137 | 2137 | 0 | 2137 | 0 | 0 | 0 | 0 | 0 | 1022.4 | 0.004 | 1.433 | 0
7784 | Allegany Cogen | Allegany Generating Station, LLC | NY | 100% | FALSE | 33142 | 33142 | 0 | 33142 | 0 | 0 | 0 | 0 | 0 | 17273.4608 | 0 | 0 | 0
7789 | Abiquiu Dam | Los Alamos County | NM | 100% | FALSE | 50851 | 0 | 0 | 0 | 0 | 0 | 50851 | 0 | 0 | 0 | 0 | 0 | 0
7795 | Custer Energy Center | Manitowoc Public Utilities | WI | 100% | FALSE | 2530 | 2530 | 0 | 2530 | 0 | 0 | 0 | 0 | 0 | 2612.2374 | 0 | 0 | 0
7797 | Dominion/Lo Mar | City of Manassas - (VA) | VA | 68.75% | FALSE | 66 | 66 | 0 | 0 | 66 | 0 | 0 | 0 | 0 | 125.1535 | 0 | 0 | 0
7798 | Gateway Gen | City of Manassas - (VA) | VA | 100% | FALSE | 19 | 19 | 0 | 0 | 19 | 0 | 0 | 0 | 0 | 10.9241 | 0 | 0 | 0
7799 | West Marinette 34 | MGE Energy | WI | 100% | FALSE | 56797 | 56797 | 0 | 56797 | 0 | 0 | 0 | 0 | 0 | 40883.4792 | 0 | 0 | 0
7805 | Sherwood H Smith Jr Energy Complex | Duke | NC | 100% | TRUE | 10229472.962 | 10229472.962 | 0 | 10227295.6 | 2177.362 | 0 | 0 | 0 | 0 | 4605216.779 | 24.297 | 524.378 | 0
7806 | Pine Street | City of Sebewaing - (MI) | MI | 100% | FALSE | 0 | 0 | 0 | 0 | 0 | 0 | 0 | 0 | 0 | 0 | 0 | 0 | 0
7807 | Hamilton Hydro | City of Hamilton - (OH) | OH | 100% | FALSE | 5093 | 0 | 0 | 0 | 0 | 0 | 5093 | 0 | 0 | 0 | 0 | 0 | 0
7810 | Argyle | City of Argyle - (WI) | WI | 100% | FALSE | 171 | 15 | 0 | 0 | 15 | 0 | 156 | 0 | 0 | 11.9839 | 0 | 0 | 0
7814 | Webb Forging | Central Electric Power Coop | SC | 100% | FALSE | 45 | 45 | 0 | 0 | 45 | 0 | 0 | 0 | 0 | 102.4748 | 0 | 0 | 0
7818 | Alsey | Prairie Power Inc | IL | 100% | FALSE | 16103 | 16103 | 0 | 15040.098 | 1062.902 | 0 | 0 | 0 | 0 | 9943.4267 | 0.045 | 11.234 | 0
7820 | Big Quinnesec 92 | WEC Energy Group | MI | 100% | TRUE | 126800 | 0 | 0 | 0 | 0 | 0 | 126800 | 0 | 0 | 0 | 0 | 0 | 0
7821 | Big Quinnesec 61 | WEC Energy Group | MI | 100% | TRUE | 15699 | 0 | 0 | 0 | 0 | 0 | 15699 | 0 | 0 | 0 | 0 | 0 | 0
7822 | Kaukauna City Hydro | City of Kaukauna | WI | 100% | FALSE | 39436 | 0 | 0 | 0 | 0 | 0 | 39436 | 0 | 0 | 0 | 0 | 0 | 0
7824 | Rockwood | Imperial Irrigation District | CA | 100% | FALSE | 2117 | 2117 | 0 | 1959.065 | 157.935 | 0 | 0 | 0 | 0 | 1819.5456 | 0 | 0 | 0
7825 | Fulton (AR) | Arkansas Electric Coop | AR | 100% | TRUE | 23368 | 23368 | 0 | 23368 | 0 | 0 | 0 | 0 | 0 | 14767.764 | 0.075 | 6.894 | 0
7826 | Rowan | Southern | NC | 100% | TRUE | 4104406.966 | 4104406.966 | 0 | 4101723.58 | 2683.386 | 0 | 0 | 0 | 0 | 1734093.8348 | 9.128 | 198.642 | 0
7827 | Shelby North | American Municipal Power | OH | 100% | FALSE | 64 | 64 | 0 | 0 | 64 | 0 | 0 | 0 | 0 | 53.4793 | 0 | 0 | 0
7828 | Shelby South | City of Shelby - (OH) | OH | 100% | FALSE | 60 | 60 | 0 | 0 | 60 | 0 | 0 | 0 | 0 | 2267.4882 | 0 | 0 | 0
7831 | Beaver Island | Great Lakes Energy Coop | MI | 100% | FALSE | 88 | 88 | 0 | 0 | 88 | 0 | 0 | 0 | 0 | 197.0417 | 0 | 0 | 0
7832 | Roosevelt Biogas 1 | PUD No 1 of Klickitat County | WA | 100% | FALSE | 185580 | 0 | 0 | 0 | 0 | 0 | 0 | 185580 | 0 | 0 | 0 | 0 | 0
7834 | John S Rainey | Santee Cooper | SC | 100% | TRUE | 5781716 | 5781716 | 0 | 5781716 | 0 | 0 | 0 | 0 | 0 | 2921703.07 | 14.749 | 564.621 | 0
7835 | Essential Power Rock Springs LLC | The Carlyle Group | MD | 51.49% | TRUE | 246926.9099 | 246926.9099 | 0 | 246926.9099 | 0 | 0 | 0 | 0 | 0 | 152668.1489 | 0.7713 | 40.4916 | 0
7836 | Marsh Run Generation Facility | Old Dominion Electric Coop | VA | 100% | FALSE | 464665.999 | 464665.999 | 0 | 454754.36 | 9911.639 | 0 | 0 | 0 | 0 | 297790.8713 | 1.538 | 84.219 | 0
7837 | Louisa Generation Facility | Old Dominion Electric Coop | VA | 100% | FALSE | 254423 | 254423 | 0 | 241153.57 | 13269.43 | 0 | 0 | 0 | 0 | 177160.512 | 2.354 | 51.198 | 0
7838 | Remington | Dominion | VA | 100% | TRUE | 509390.999 | 509390.999 | 0 | 497445.5 | 11945.499 | 0 | 0 | 0 | 0 | 302709.0545 | 3.129 | 95.608 | 0
7839 | Ladysmith | Dominion | VA | 100% | TRUE | 573604.004 | 573604.004 | 0 | 524358.08 | 49245.924 | 0 | 0 | 0 | 0 | 343875.1664 | 9.127 | 126.053 | 0
7841 | Valdez Cogen | Copper Valley Elec Assn, Inc | AK | 100% | FALSE | 21411 | 21411 | 0 | 0 | 21411 | 0 | 0 | 0 | 0 | 17269.9091 | 0 | 0 | 0
7842 | Freedom Power Project | Southwestern Electric Coop Inc - (IL) | IL | 100% | FALSE | 2073 | 2073 | 0 | 2073 | 0 | 0 | 0 | 0 | 0 | 1225.325 | 0.006 | 0.946 | 0
7843 | Pleasant Valley (MN) | Great River Energy | MN | 100% | TRUE | 47577 | 47577 | 0 | 46500.642 | 1076.358 | 0 | 0 | 0 | 0 | 32922.546 | 0.173 | 26.182 | 0
7845 | Lagoon Creek | Tennessee Valley Authority | TN | 100% | TRUE | 3422485.001 | 3422485.001 | 0 | 3421119.27 | 1365.731 | 0 | 0 | 0 | 0 | 1461661.967 | 7.761 | 182.452 | 0
7846 | Brandy Branch | JEA | FL | 100% | TRUE | 4093402 | 4093402 | 0 | 4092447.981 | 954.019 | 0 | 0 | 0 | 0 | 1702262.7077 | 8.484 | 151.216 | 0
7847 | Coon Rapids II | City of Coon Rapids | IA | 100% | FALSE | 8 | 8 | 0 | 0 | 8 | 0 | 0 | 0 | 0 | 7.3371 | 0 | 0 | 0
7848 | Holden | Associated Electric Coop | MO | 100% | TRUE | 41588 | 41588 | 0 | 41228.736 | 359.264 | 0 | 0 | 0 | 0 | 30735.9882 | 0.203 | 7.673 | 0
7849 | Knoxville Industrial | Berkshire Hathaway Energy | IA | 100% | TRUE | 155 | 155 | 0 | 0 | 155 | 0 | 0 | 0 | 0 | 116.2522 | 0 | 0 | 0
7850 | Shenandoah | Berkshire Hathaway Energy | IA | 100% | TRUE | 83 | 83 | 0 | 0 | 83 | 0 | 0 | 0 | 0 | 108.9151 | 0 | 0 | 0
7851 | Waterloo Lundquist | Berkshire Hathaway Energy | IA | 100% | TRUE | 106 | 106 | 0 | 0 | 106 | 0 | 0 | 0 | 0 | 197.7755 | 0 | 0 | 0
7853 | West Receiving | City of Denison - (IA) | IA | 100% | FALSE | 8 | 8 | 0 | 0 | 8 | 0 | 0 | 0 | 0 | 6.848 | 0 | 0 | 0
7854 | Avenue A Generator Sets | City of Rock Falls - (IL) | IL | 100% | FALSE | 209 | 209 | 0 | 0 | 209 | 0 | 0 | 0 | 0 | 170.3836 | 0 | 0 | 0
7855 | Moorhead Wind Turbine | City of Moorhead - (MN) | MN | 100% | FALSE | 1860 | 0 | 0 | 0 | 0 | 0 | 0 | 0 | 1860 | 0 | 0 | 0 | 0
7856 | North | City of Greenfield - (IA) | IA | 100% | FALSE | 160 | 160 | 0 | 0 | 160 | 0 | 0 | 0 | 0 | 133.5351 | 0 | 0 | 0
7857 | Gilliam South | City of Stuart - (IA) | IA | 100% | FALSE | 3 | 3 | 0 | 0 | 3 | 0 | 0 | 0 | 0 | 24.457 | 0 | 0 | 0
7860 | Shelbina Power #3 | City of Shelbina - (MO) | MO | 100% | FALSE | 31 | 31 | 0 | 0 | 31 | 0 | 0 | 0 | 0 | 33.5061 | 0 | 0 | 0
7862 | Power Creek | Cordova Electric Coop, Inc | AK | 100% | FALSE | 16154 | 0 | 0 | 0 | 0 | 0 | 16154 | 0 | 0 | 0 | 0 | 0 | 0
7863 | Elk Mound | Dairyland Power Coop | WI | 100% | FALSE | 14494 | 14494 | 0 | 14491.627 | 2.373 | 0 | 0 | 0 | 0 | 10494.9135 | 0.063 | 9.724 | 0
7865 | Earlville | City of Earlville - (IA) | IA | 100% | FALSE | 15 | 15 | 0 | 0 | 15 | 0 | 0 | 0 | 0 | 10.1904 | 0 | 0 | 0
7867 | Snoqualmie 2 | Puget Holdings | WA | 100% | TRUE | 135067 | 0 | 0 | 0 | 0 | 0 | 135067 | 0 | 0 | 0 | 0 | 0 | 0
7869 | Glenwood Landing | National Grid | NY | 100% | FALSE | 100692 | 100692 | 0 | 99983.293 | 708.707 | 0 | 0 | 0 | 0 | 63344.3058 | 0.292 | 8.462 | 0
7870 | Encogen | Puget Holdings | WA | 100% | TRUE | 202464.001 | 202464.001 | 0 | 202292.694 | 171.307 | 0 | 0 | 0 | 0 | 111042.6527 | 1.553 | 25.718 | 0
7872 | Robert P Mone Plant | Buckeye Power | OH | 100% | TRUE | 101866.997 | 101866.997 | 0 | 101495.41 | 371.587 | 0 | 0 | 0 | 0 | 65244.1587 | 0.481 | 58.154 | 0
7873 | H L Culbreath Bayside Power Station | Emera | FL | 100% | TRUE | 5912965 | 5912965 | 0 | 5912965 | 0 | 0 | 0 | 0 | 0 | 2669331.075 | 13.475 | 311.766 | 0
7878 | Wellington | American Municipal Power | OH | 100% | FALSE | 34 | 34 | 0 | 0 | 34 | 0 | 0 | 0 | 0 | 28.8592 | 0 | 0 | 0
7883 | Powell Valley | Powell Valley Electric Coop | TN | 100% | FALSE | 0 | 0 | 0 | 0 | 0 | 0 | 0 | 0 | 0 | 0 | 0 | 0 | 0
7884 | Dakota Magic | Dakota Magic Casino | ND | 100% | FALSE | 0 | 0 | 0 | 0 | 0 | 0 | 0 | 0 | 0 | 0 | 0 | 0 | 0
7886 | Wind Turbine | MGE Energy | WI | 100% | FALSE | 16460 | 0 | 0 | 0 | 0 | 0 | 0 | 0 | 16460 | 0 | 0 | 0 | 0
7887 | Terry Bundy Generating Station | Lincoln Electric System | NE | 100% | FALSE | 148814 | 117129.186 | 0 | 116859.712 | 269.474 | 0 | 0 | 31684.814 | 0 | 72450.8044 | 0.415 | 39.173 | 0
7897 | E B Harris Electric Generating Plant | Southern | AL | 100% | TRUE | 5302218 | 5302218 | 0 | 5302218 | 0 | 0 | 0 | 0 | 0 | 2189770.425 | 11.054 | 201.865 | 0
7898 | New Knoxville | Village of New Knoxville - (OH) | OH | 100% | FALSE | 0 | 0 | 0 | 0 | 0 | 0 | 0 | 0 | 0 | 0 | 0 | 0 | 0
7900 | Sand Hill | Austin Energy | TX | 100% | TRUE | 1381459 | 1381459 | 0 | 1381459 | 0 | 0 | 0 | 0 | 0 | 682981.696 | 3.449 | 65.005 | 0
7901 | Byron | WEC Energy Group | WI | 100% | TRUE | 2136 | 0 | 0 | 0 | 0 | 0 | 0 | 0 | 2136 | 0 | 0 | 0 | 0
7903 | McCartney | City Utilities of Springfield - (MO) | MO | 100% | FALSE | 70542 | 70542 | 0 | 70542 | 0 | 0 | 0 | 0 | 0 | 48398.523 | 0.244 | 44.09 | 0
7907 | Pine Flat | Kings River Conservation Dist | CA | 100% | FALSE | 899457 | 0 | 0 | 0 | 0 | 0 | 899457 | 0 | 0 | 0 | 0 | 0 | 0
7909 | Vernon Boulevard | New York Power Authority | NY | 100% | TRUE | 48335 | 48335 | 0 | 48335 | 0 | 0 | 0 | 0 | 0 | 30854.342 | 0.155 | 3.286 | 0
7910 | Joseph J Seymour Power Project | New York Power Authority | NY | 100% | TRUE | 86709 | 86709 | 0 | 86709 | 0 | 0 | 0 | 0 | 0 | 57960.208 | 0.292 | 4.875 | 0
7911 | Kern Canyon | PG&E | CA | 100% | TRUE | 299 | 0 | 0 | 0 | 0 | 0 | 299 | 0 | 0 | 0 | 0 | 0 | 0
7912 | Brentwood | New York Power Authority | NY | 100% | TRUE | 48984 | 48984 | 0 | 48984 | 0 | 0 | 0 | 0 | 0 | 29430.288 | 0.149 | 2.357 | 0
7913 | Hell Gate | New York Power Authority | NY | 100% | TRUE | 25775 | 25775 | 0 | 25775 | 0 | 0 | 0 | 0 | 0 | 18577.41 | 0.094 | 1.831 | 0
7914 | Harlem River Yard | New York Power Authority | NY | 100% | TRUE | 20625 | 20625 | 0 | 20625 | 0 | 0 | 0 | 0 | 0 | 15201.287 | 0.077 | 1.423 | 0
7915 | North 1st | New York Power Authority | NY | 100% | TRUE | 37362 | 37362 | 0 | 37362 | 0 | 0 | 0 | 0 | 0 | 24708.674 | 0.125 | 2.21 | 0
7916 | Talbot County Energy | Oglethorpe | GA | 100% | TRUE | 287223.003 | 287223.003 | 0 | 287203.7 | 19.303 | 0 | 0 | 0 | 0 | 221938.761 | 1.141 | 58.47 | 0
7917 | Chattahoochee Energy Facility | Oglethorpe | GA | 100% | TRUE | 3387294 | 3387294 | 0 | 3387294 | 0 | 0 | 0 | 0 | 0 | 1422152.875 | 7.215 | 102.906 | 0
7920 | Traer South | City of Traer - (IA) | IA | 100% | FALSE | 0 | 0 | 0 | 0 | 0 | 0 | 0 | 0 | 0 | 14.3481 | 0 | 0 | 0
7921 | Maquoketa 2 | City of Maquoketa - (IA) | IA | 100% | FALSE | 0 | 0 | 0 | 0 | 0 | 0 | 0 | 0 | 0 | 0 | 0 | 0 | 0
7922 | Brooklyn City North Plant | City of Brooklyn - (IA) | IA | 100% | FALSE | 5 | 5 | 0 | 0 | 5 | 0 | 0 | 0 | 0 | 5.3805 | 0 | 0 | 0
7924 | Albertville | Albertville Municipal Utilities Board | AL | 100% | FALSE | 0 | 0 | 0 | 0 | 0 | 0 | 0 | 0 | 0 | 0 | 0 | 0 | 0
7925 | Lakefield Junction | Great River Energy | MN | 100% | TRUE | 72492 | 72492 | 0 | 72304.528 | 187.472 | 0 | 0 | 0 | 0 | 55447.7932 | 0.287 | 15.958 | 0
7926 | South Strawberry | City of Strawberry Point | IA | 100% | FALSE | 16 | 16 | 0 | 0 | 16 | 0 | 0 | 0 | 0 | 13.2068 | 0 | 0 | 0
7927 | Buffalo Mountain | Tennessee Valley Authority | TN | 100% | TRUE | 0 | 0 | 0 | 0 | 0 | 0 | 0 | 0 | 0 | 0 | 0 | 0 | 0
7928 | Osawatomie | Great Plains Energy | KS | 100% | TRUE | 433 | 433 | 0 | 433 | 0 | 0 | 0 | 0 | 0 | 726.588 | 0.004 | 0.177 | 0
7929 | West Gardner | Great Plains Energy | KS | 100% | TRUE | 9856 | 9856 | 0 | 9856 | 0 | 0 | 0 | 0 | 0 | 8238.763 | 0.042 | 1.801 | 0
7930 | Russell Energy Center | City of Russell - (KS) | KS | 100% | FALSE | 187 | 187 | 0 | 187 | 0 | 0 | 0 | 0 | 0 | 136.2342 | 0 | 0 | 0
7931 | Coyote Springs II | Avista | OR | 100% | TRUE | 1659029 | 1659029 | 0 | 1659029 | 0 | 0 | 0 | 0 | 0 | 677259.7784 | 0 | 0 | 0
7932 | Gaylord - Wolverine | Wolverine Power Supply Coop | MI | 100% | FALSE | 8232 | 8232 | 0 | 8232 | 0 | 0 | 0 | 0 | 0 | 7792.7035 | 0 | 0 | 0
7934 | Industrial Park | City of Rock Falls - (IL) | IL | 100% | FALSE | 705 | 705 | 0 | 0 | 705 | 0 | 0 | 0 | 0 | 585.0925 | 0 | 0 | 0
7935 | Trenton South | Trenton Municipal Utilities - (MO) | MO | 100% | FALSE | 55 | 55 | 0 | 0 | 55 | 0 | 0 | 0 | 0 | 45.8161 | 0 | 0 | 0
7936 | Nine Canyon | Energy Northwest | WA | 100% | TRUE | 212782 | 0 | 0 | 0 | 0 | 0 | 0 | 0 | 212782 | 0 | 0 | 0 | 0
7940 | Ponton Diesel Generating Facility | Old Dominion Electric Coop | VA | 100% | FALSE | 45 | 45 | 0 | 0 | 45 | 0 | 0 | 0 | 0 | 34.892 | 0 | 0 | 0
7941 | Nottoway Diesel Generating Facility | Old Dominion Electric Coop | VA | 100% | FALSE | 137 | 137 | 0 | 0 | 137 | 0 | 0 | 0 | 0 | 106.7955 | 0 | 0 | 0
7942 | Diamond Valley Lake | Metropolitan Water District of S CA | CA | 100% | FALSE | 23715 | 0 | 0 | 0 | 0 | 0 | 23715 | 0 | 0 | 0 | 0 | 0 | 0
7946 | Wansley Unit 9 | Municipal Elec. Auth. of GA | GA | 100% | TRUE | 2650322 | 2650322 | 0 | 2650322 | 0 | 0 | 0 | 0 | 0 | 1132855.652 | 5.719 | 118.75 | 0
7947 | Solway CT | Otter Tail Power | MN | 100% | FALSE | 35913 | 35913 | 0 | 35913 | 0 | 0 | 0 | 0 | 0 | 22122.0788 | 0.113 | 25.965 | 0
7948 | Lawrence County Station | Hoosier Energy | IN | 66.67% | FALSE | 27036 | 27036 | 0 | 27036 | 0 | 0 | 0 | 0 | 0 | 17250.6073 | 0.088 | 13.4207 | 0
7953 | Evander Andrews Power Complex | IDACORP | ID | 100% | TRUE | 66191 | 66191 | 0 | 66191 | 0 | 0 | 0 | 0 | 0 | 43275.653 | 0.218 | 16.231 | 0
7954 | Field Street | New Smyrna Beach Utilities Commission | FL | 100% | FALSE | 0 | 0 | 0 | 0 | 0 | 0 | 0 | 0 | 0 | 13.6959 | 0 | 0 | 0
7955 | Elk City Station | Omaha Public Power District | NE | 100% | TRUE | 48218 | 0 | 0 | 0 | 0 | 0 | 0 | 48218 | 0 | 0 | 0 | 0 | 0
7957 | Sediver | Central Electric Power Coop | SC | 100% | FALSE | 65 | 65 | 0 | 0 | 65 | 0 | 0 | 0 | 0 | 4.8914 | 0 | 0 | 0
7958 | Horry Land Fill Gas Site | Santee Cooper | SC | 100% | TRUE | 9371 | 0 | 0 | 0 | 0 | 0 | 0 | 9371 | 0 | 0 | 0 | 0 | 0
7960 | Kemper County | Tennessee Valley Authority | MS | 100% | TRUE | 226745 | 226745 | 0 | 226745 | 0 | 0 | 0 | 0 | 0 | 160592.3446 | 0.906 | 44.903 | 0
7962 | Warren F Sam Beasley Generation Station | Delaware Municipal Electric Corp | DE | 100% | FALSE | 17391 | 17391 | 0 | 15290.527 | 2100.473 | 0 | 0 | 0 | 0 | 13679.1265 | 0.068 | 2.267 | 0
7964 | Peno Creek | Ameren | MO | 100% | TRUE | 54720 | 54720 | 0 | 54720 | 0 | 0 | 0 | 0 | 0 | 36512.071 | 0.217 | 27.352 | 0
7965 | Salt Valley Wind Plant | Lincoln Electric System | NE | 100% | FALSE | 2407 | 0 | 0 | 0 | 0 | 0 | 0 | 0 | 2407 | 0 | 0 | 0 | 0
7967 | Lordsburg Generating | PNM Resources | NM | 100% | TRUE | 8855 | 8855 | 0 | 8855 | 0 | 0 | 0 | 0 | 0 | 6367.462 | 0.033 | 5.823 | 0
7971 | Pella Peaking | City of Pella - (IA) | IA | 100% | FALSE | 1976 | 1976 | 0 | 0 | 1976 | 0 | 0 | 0 | 0 | 1689.2437 | 0 | 0 | 0
7972 | Sumpter | Wolverine Power Supply Coop | MI | 100% | FALSE | 177652 | 177652 | 0 | 177652 | 0 | 0 | 0 | 0 | 0 | 134757.967 | 0.681 | 38.249 | 0
7973 | Sharpe | Kansas Electric Power Coop Inc | KS | 100% | FALSE | 0 | 0 | 0 | 0 | 0 | 0 | 0 | 0 | 0 | 389.029 | 0 | 0 | 0
7974 | Chamberlain Wind Project | Basin Electric Power Coop | SD | 100% | TRUE | 3286 | 0 | 0 | 0 | 0 | 0 | 0 | 0 | 3286 | 0 | 0 | 0 | 0
7975 | Pyramid | Tri-State | NM | 100% | TRUE | 34197 | 34197 | 0 | 32572.153 | 1624.847 | 0 | 0 | 0 | 0 | 20559.6588 | 0.322 | 20.418 | 0
7976 | Mulvane 2 | City of Mulvane - (KS) | KS | 100% | FALSE | 2 | 2 | 0 | 0 | 2 | 0 | 0 | 0 | 0 | 5.8697 | 0 | 0 | 0
7977 | Granite Falls 2 | City of Granite Falls - (MN) | MN | 100% | FALSE | 20 | 20 | 0 | 0 | 20 | 0 | 0 | 0 | 0 | 24.5385 | 0 | 0 | 0
7981 | Mill Creek (SC) | Duke | SC | 100% | TRUE | 46843 | 46843 | 0 | 39174.045 | 7668.955 | 0 | 0 | 0 | 0 | 40940.9963 | 0.21 | 16.11 | 0
7982 | South Generation | Redwood Falls Public Util Comm | MN | 100% | FALSE | 104 | 104 | 0 | 0 | 104 | 0 | 0 | 0 | 0 | 201.7701 | 0 | 0 | 0
7984 | Kalkaska CT #1 | Michigan Public Power Agency | MI | 100% | FALSE | 18017 | 18017 | 0 | 18017 | 0 | 0 | 0 | 0 | 0 | 11666.385 | 0.059 | 7.595 | 0
7985 | Greater Des Moines | Berkshire Hathaway Energy | IA | 100% | TRUE | 337388 | 337388 | 0 | 337388 | 0 | 0 | 0 | 0 | 0 | 152906.888 | 0.772 | 11.801 | 0
7987 | Lake One | City of Burbank Water and Power | CA | 100% | FALSE | 14769 | 14769 | 0 | 14769 | 0 | 0 | 0 | 0 | 0 | 9371.211 | 0.045 | 1.481 | 0
7988 | Silver Creek | Cooperative Energy | MS | 100% | FALSE | 112508 | 112508 | 0 | 112508 | 0 | 0 | 0 | 0 | 0 | 85145.821 | 0.43 | 19.133 | 0
7989 | Sylvarena | Cooperative Energy | MS | 100% | FALSE | 153297 | 153297 | 0 | 153297 | 0 | 0 | 0 | 0 | 0 | 93534.874 | 0.472 | 69.073 | 0
7990 | Altamont | City of Altamont - (IL) | IL | 100% | FALSE | 116 | 116 | 0 | 0 | 116 | 0 | 0 | 0 | 0 | 97.6649 | 0 | 0 | 0
7991 | West Campus Cogeneration Facility | MGE Energy | WI | 90.95% | FALSE | 285315.7623 | 285315.7623 | 0 | 285200.3156 | 115.4467 | 0 | 0 | 0 | 0 | 146261.9083 | 0.7485 | 12.5881 | 0
7995 | Airport Industrial | Black Hills Corp | CO | 100% | FALSE | 0 | 0 | 0 | 0 | 0 | 0 | 0 | 0 | 0 | 129.622 | 0 | 0 | 0
7997 | Winston | City of Lakeland - (FL) | FL | 100% | FALSE | 0 | 0 | 0 | 0 | 0 | 0 | 0 | 0 | 0 | 605.7994 | 0 | 0 | 0
7999 | Grays Harbor Energy Facility | Invenergy | WA | 100% | TRUE | 2834246 | 2834246 | 0 | 2834246 | 0 | 0 | 0 | 0 | 0 | 1219726.561 | 2.771 | 84.862 | 0
8000 | Beatrice | NE Public Power District | NE | 100% | TRUE | 273825 | 273825 | 0 | 273825 | 0 | 0 | 0 | 0 | 0 | 146924.433 | 0.742 | 18.703 | 0
8002 | Newington | Eversource | NH | 100% | FALSE | 44193 | 44193 | 0 | 31199.256 | 12993.744 | 0 | 0 | 0 | 0 | 38481.6572 | 41.268 | 46.026 | 0
8006 | Roseton Generating Facility | CCI | NY | 100% | FALSE | 316441.004 | 316441.004 | 0 | 222004.36 | 94436.644 | 0 | 0 | 0 | 0 | 233857.7353 | 263.795 | 251.953 | 0
8007 | Holtsville | National Grid | NY | 100% | FALSE | 13290 | 13290 | 0 | 0 | 13290 | 0 | 0 | 0 | 0 | 18398.6 | 0.192 | 80.082 | 0
8008 | Mickleton Station | Calpine | NJ | 100% | TRUE | 11955 | 11955 | 0 | 11955 | 0 | 0 | 0 | 0 | 0 | 10903.2 | 0.055 | 101.816 | 0
8009 | Auburn State Street | Avangrid | NY | 100% | TRUE | 101 | 101 | 0 | 101 | 0 | 0 | 0 | 0 | 0 | 104.7911 | 0 | 0 | 0
8010 | Murray Turbine | City of Murray - (UT) | UT | 100% | FALSE | 1425 | 1425 | 0 | 1425 | 0 | 0 | 0 | 0 | 0 | 1044.5794 | 0 | 0 | 0
8011 | Three Mile Island | Exelon | PA | 100% | TRUE | 6860260 | 0 | 0 | 0 | 0 | 6860260 | 0 | 0 | 0 | 0 | 0 | 0 | 0
8012 | Croydon CT Generating Station | Exelon | PA | 100% | TRUE | 9094 | 9094 | 0 | 0 | 9094 | 0 | 0 | 0 | 0 | 10771.7512 | 13.297 | 39.547 | 0
8013 | Winter | North Central Power Co Inc | WI | 100% | FALSE | 0 | 0 | 0 | 0 | 0 | 0 | 0 | 0 | 0 | 6.2773 | 0 | 0 | 0
8015 | Paragould Reciprocating | Paragould Light & Water Comm | AR | 100% | FALSE | 341 | 341 | 0 | 341 | 0 | 0 | 0 | 0 | 0 | 199.1206 | 0 | 0 | 0
8016 | Factory | City of Springfield - (IL) | IL | 100% | FALSE | 247 | 247 | 0 | 0 | 247 | 0 | 0 | 0 | 0 | 315.9027 | 0.969 | 2.325 | 0
8019 | Portage | Upper Peninsula Power Company | MI | 100% | FALSE | 279 | 279 | 0 | 0 | 279 | 0 | 0 | 0 | 0 | 417.3176 | 0 | 0 | 0
8020 | Baldwin City Plant No 2 | City of Baldwin City- (KS) | KS | 100% | FALSE | 161 | 161 | 0 | 96.819 | 64.181 | 0 | 0 | 0 | 0 | 111.7946 | 0 | 0 | 0
8022 | Boulder Park | Avista | WA | 100% | TRUE | 26649 | 26649 | 0 | 26649 | 0 | 0 | 0 | 0 | 0 | 14533.5805 | 0 | 0 | 0
8026 | Hartzog | Basin Electric Power Coop | WY | 100% | TRUE | 174 | 174 | 0 | 174 | 0 | 0 | 0 | 0 | 0 | 124.6038 | 0 | 0 | 0
8027 | Blue Lake | Xcel | MN | 100% | TRUE | 79917 | 79917 | 0 | 78016.727 | 1900.273 | 0 | 0 | 0 | 0 | 54542.8164 | 0.691 | 29.459 | 0
8028 | Arvada | Basin Electric Power Coop | WY | 100% | TRUE | 163 | 163 | 0 | 163 | 0 | 0 | 0 | 0 | 0 | 141.4942 | 0 | 0 | 0
8029 | Sycamore (IA) | Berkshire Hathaway Energy | IA | 100% | TRUE | 1292 | 1292 | 0 | 1292 | 0 | 0 | 0 | 0 | 0 | 2036.9093 | 0.011 | 5.816 | 0
8030 | Barber Creek | Basin Electric Power Coop | WY | 100% | TRUE | 96 | 96 | 0 | 96 | 0 | 0 | 0 | 0 | 0 | 84.7446 | 0 | 0 | 0
8031 | Emery Station | Alliant Energy | IA | 100% | TRUE | 1980141 | 1980141 | 0 | 1980141 | 0 | 0 | 0 | 0 | 0 | 886914.681 | 4.477 | 75.428 | 0
8034 | Yankton | NorthWestern Energy | SD | 100% | FALSE | 0 | 0 | 0 | 0 | 0 | 0 | 0 | 0 | 0 | 16.0601 | 0 | 0 | 0
8036 | Cooper Nuclear Station | NE Public Power District | NE | 100% | TRUE | 6912737 | 0 | 0 | 0 | 0 | 6912737 | 0 | 0 | 0 | 0 | 0 | 0 | 0
8042 | Belews Creek | Duke | NC | 100% | TRUE | 9608222.017 | 9608222.017 | 9572151.8 | 0 | 36070.217 | 0 | 0 | 0 | 0 | 9049202.1936 | 4562.83 | 7106.755 | 33.1
8048 | Anclote | Duke | FL | 100% | TRUE | 2869608 | 2869608 | 0 | 2869608 | 0 | 0 | 0 | 0 | 0 | 1833152.092 | 9.254 | 1741.236 | 0
8049 | Intercession City | Duke | FL | 100% | TRUE | 300577 | 300577 | 0 | 280865.74 | 19711.26 | 0 | 0 | 0 | 0 | 239371.518 | 1.362 | 107.927 | 0
8053 | Pouch | New York Power Authority | NY | 100% | TRUE | 44132 | 44132 | 0 | 44132 | 0 | 0 | 0 | 0 | 0 | 28713.951 | 0.145 | 2.43 | 0
8054 | Gerald Andrus | Entergy | MS | 100% | TRUE | 386478 | 386478 | 0 | 386478 | 0 | 0 | 0 | 0 | 0 | 287708.884 | 1.531 | 436.82 | 0
8055 | Arkansas Nuclear One | Entergy | AR | 100% | TRUE | 12691079 | 0 | 0 | 0 | 0 | 12691079 | 0 | 0 | 0 | 0 | 0 | 0 | 0
8056 | Waterford 1 & 2 | Entergy | LA | 100% | TRUE | 829181 | 829181 | 0 | 816992 | 12189 | 0 | 0 | 0 | 0 | 567991.575 | 7.14 | 718.343 | 0
8059 | Comanche (OK) | AEP | OK | 100% | TRUE | 0 | 0 | 0 | 0 | 0 | 0 | 0 | 0 | 0 | 0 | 0.327 | 33.086 | 0
8067 | Fort Lupton | Xcel | CO | 100% | TRUE | 1334 | 1334 | 0 | 1247.767 | 86.233 | 0 | 0 | 0 | 0 | 1108.6509 | 0 | 0 | 0
8068 | Santan | Salt River Project | AZ | 100% | TRUE | 3717437 | 3717437 | 0 | 3717437 | 0 | 0 | 0 | 0 | 0 | 1480572.887 | 7.475 | 99.527 | 0
8069 | Huntington | Berkshire Hathaway Energy | UT | 100% | TRUE | 5399776.972 | 5399776.972 | 5396240.7 | 0 | 3536.272 | 0 | 0 | 0 | 0 | 5772648.5622 | 2281.814 | 5930.525 | 0.9
8073 | Beaver | Portland General Electric | OR | 100% | TRUE | 369940 | 369940 | 0 | 369940 | 0 | 0 | 0 | 0 | 0 | 224460.0765 | 0 | 0 | 0
8076 | Ellwood | NRG | CA | 100% | TRUE | 9176 | 9176 | 0 | 9176 | 0 | 0 | 0 | 0 | 0 | 7196.16 | 0 | 0 | 0
8083 | Keahole | Hawaiian Electric | HI | 100% | FALSE | 318991 | 318991 | 0 | 0 | 318991 | 0 | 0 | 0 | 0 | 247877.2094 | 0 | 0 | 0
8100 | Springfield (CO) | City of Springfield - (CO) | CO | 100% | FALSE | 0 | 0 | 0 | 0 | 0 | 0 | 0 | 0 | 0 | 0 | 0 | 0 | 0
8105 | Halstad | City of Halstad - (MN) | MN | 100% | FALSE | 15 | 15 | 0 | 0 | 15 | 0 | 0 | 0 | 0 | 27.3918 | 0 | 0 | 0
8106 | Tipton | City of Tipton - (IA) | IA | 100% | FALSE | 10 | 10 | 0 | 0.393 | 9.607 | 0 | 0 | 0 | 0 | 35.5594 | 0 | 0 | 0
8108 | Hopkinton | City of Hopkinton - (IA) | IA | 100% | FALSE | 24 | 24 | 0 | 0 | 24 | 0 | 0 | 0 | 0 | 19.8917 | 0 | 0 | 0
8110 | Stanberry | City of Stanberry - (MO) | MO | 100% | FALSE | 0 | 0 | 0 | 0 | 0 | 0 | 0 | 0 | 0 | 0 | 0 | 0 | 0
8219 | Ray D Nixon | City of Colorado Springs - (CO) | CO | 100% | FALSE | 1346766.014 | 1346766.014 | 1343551.7 | 2018 | 1196.314 | 0 | 0 | 0 | 0 | 1498907.0219 | 1494.253 | 1196.269 | 9.2
8223 | Springerville | Fortis | AZ | 48.5% | TRUE | 4156258.0769 | 4133279.0769 | 4133279.0769 | 0 | 0 | 0 | 0 | 0 | 22979 | 4529016.5219 | 2854.1455 | 2490.1498 | 28.7242
8225 | Seneca Generation LLC | LS Power | PA | 100% | TRUE | 0 | 0 | 0 | 0 | 0 | 0 | 0 | 0 | 0 | 0 | 0 | 0 | 0
8226 | Cheswick Power Plant | NRG | PA | 100% | TRUE | 1287498.986 | 1287498.986 | 1276170 | 11328.986 | 0 | 0 | 0 | 0 | 0 | 1469744.325 | 1995.052 | 1036.193 | 9.6
8902 | Hoover Dam (AZ) | US Bureau of Reclamation | AZ | 100% | TRUE | 1653271 | 0 | 0 | 0 | 0 | 0 | 1653271 | 0 | 0 | 0 | 0 | 0 | 0
8906 | Astoria Generating Station | ArcLight Capital | NY | 100% | TRUE | 783199.005 | 783199.005 | 0 | 769315.44 | 13883.565 | 0 | 0 | 0 | 0 | 562598.2385 | 29.056 | 261.54 | 0
8907 | Indian Point 3 | Entergy | NY | 100% | TRUE | 6952476 | 0 | 0 | 0 | 0 | 6952476 | 0 | 0 | 0 | 0 | 0 | 0 | 0
9038 | Cherry Street | Town of Hudson - (MA) | MA | 100% | FALSE | 280 | 280 | 0 | 116.382 | 163.618 | 0 | 0 | 0 | 0 | 206.8003 | 0 | 0 | 0
9095 | Monroe Street | Avista | WA | 100% | TRUE | 95459 | 0 | 0 | 0 | 0 | 0 | 95459 | 0 | 0 | 0 | 0 | 0 | 0
9096 | Upper Falls | Avista | WA | 100% | TRUE | 68396 | 0 | 0 | 0 | 0 | 0 | 68396 | 0 | 0 | 0 | 0 | 0 | 0
9674 | Nine Springs | MGE Energy | WI | 100% | FALSE | 521 | 521 | 0 | 521 | 0 | 0 | 0 | 0 | 0 | 547.9761 | 0 | 0 | 0
9842 | Newhalem | Seattle City Light | WA | 100% | TRUE | 0 | 0 | 0 | 0 | 0 | 0 | 0 | 0 | 0 | 0 | 0 | 0 | 0
9864 | Cabot Holyoke | City of Holyoke Gas and Electric Dept. | MA | 100% | FALSE | 4145 | 0 | 0 | 0 | 0 | 0 | 4145 | 0 | 0 | 0 | 0 | 0 | 0
10003 | Colorado Energy Nations Company | ENGIE | CO | 100% | FALSE | 177820.68 | 177820.68 | 0 | 177820.68 | 0 | 0 | 0 | 0 | 0 | 60533.8213 | 0 | 0 | 0
10004 | Mosaic South Pierce Operations | Mosaic Fertilizer LLC | FL | 100% | FALSE | 220911 | 0 | 0 | 0 | 0 | 0 | 0 | 220911 | 0 | 0 | 0 | 0 | 0
10005 | Dinosaur Point | International Turbine Res Inc | CA | 100% | FALSE | 21030 | 0 | 0 | 0 | 0 | 0 | 0 | 0 | 21030 | 0 | 0 | 0 | 0
10008 | Baptist Medical Center | Baptist Memorial Hospital | FL | 100% | FALSE | 19339 | 19339 | 0 | 19339 | 0 | 0 | 0 | 0 | 0 | 6430.4196 | 0 | 0 | 0
10012 | Covanta Warren Energy | Covanta | NJ | 100% | FALSE | 81686 | 970.416 | 0 | 0 | 970.416 | 0 | 0 | 80715.584 | 0 | 1389.6457 | 0 | 0 | 0
10014 | Lucky Peak Power Plant Project | Boise-Kuna Irrigation District | ID | 100% | FALSE | 463317 | 0 | 0 | 0 | 0 | 0 | 463317 | 0 | 0 | 0 | 0 | 0 | 0
10017 | WestRock-West Point Mill | WestRock-West Point Mill | VA | 100% | FALSE | 584389 | 182415.162 | 17170.498 | 164047.25 | 1197.414 | 0 | 0 | 401973.838 | 0 | 45733.195 | 0 | 123.162 | 0
10020 | Cutrale Citrus Juices USA I | Cutrale Citrus Juices USA Inc | FL | 100% | FALSE | 28577 | 28577 | 0 | 28577 | 0 | 0 | 0 | 0 | 0 | 24495.8624 | 0 | 0 | 0
10025 | RED-Rochester, LLC | RED-Rochester, LLC | NY | 100% | FALSE | 312870.005 | 312870.005 | 208761.08 | 97308.481 | 6800.444 | 0 | 0 | 0 | 0 | 233074.4737 | 0 | 1594.835 | 13.32
10026 | Encina Water Pollution Control | Encina Joint Powers Authority | CA | 100% | FALSE | 13833 | 1131.363 | 0 | 1131.363 | 0 | 0 | 0 | 12701.637 | 0 | 657.5596 | 0 | 0 | 0
10028 | Felt Hydroelectric Plant | CDM Hydroelectric Co | ID | 100% | FALSE | 36966 | 0 | 0 | 0 | 0 | 0 | 36966 | 0 | 0 | 0 | 0 | 0 | 0
10029 | General Electric Aircraft Engines | General Electric | MA | 93.93% | TRUE | 60972 | 60972 | 0 | 60972 | 0 | 0 | 0 | 0 | 0 | 20700.1814 | 0 | 62.329 | 0
10030 | NRG Energy Center Dover | NRG | DE | 75.9% | TRUE | 54820.0501 | 54820.0501 | 0 | 54215.5992 | 604.4509 | 0 | 0 | 0 | 0 | 24005.3601 | 0.14573 | 5.2697 | 0
10030 | NRG Energy Center Dover | NRG Yield Op. | DE | 24.1% | FALSE | 17406.6299 | 17406.6299 | 0 | 17214.7028 | 191.9271 | 0 | 0 | 0 | 0 | 7622.2553 | 0.046272 | 1.6733 | 0
10033 | Greater Detroit Resource Recovery | Detroit Renewable Power | MI | 100% | FALSE | 167906 | 3076.073 | 0 | 0 | 3076.073 | 0 | 0 | 164829.927 | 0 | 1940.5799 | 0 | 0 | 0
10034 | Gilroy Power Plant | Calpine | CA | 100% | TRUE | 115536 | 115536 | 0 | 115536 | 0 | 0 | 0 | 0 | 0 | 52544.6857 | 0.309 | 12.787 | 0
10036 | Hillsborough Hosiery | Silverstreet Hydro | NH | 100% | FALSE | 4074 | 0 | 0 | 0 | 0 | 0 | 4074 | 0 | 0 | 0 | 0 | 0 | 0
10042 | Kaweah Delta District Hospital | Kaweah Delta Hospital | CA | 100% | FALSE | 18684.68 | 18684.68 | 0 | 18684.68 | 0 | 0 | 0 | 0 | 0 | 18942.5786 | 0 | 0 | 0
10049 | Little Mac Project | Little Mac Power Company | ID | 100% | FALSE | 5895 | 0 | 0 | 0 | 0 | 0 | 5895 | 0 | 0 | 0 | 0 | 0 | 0
10050 | Fourche Creek Wastewater | Little Rock Wastewater Utility | AR | 100% | FALSE | 6550.32 | 54.668 | 0 | 54.668 | 0 | 0 | 0 | 6495.652 | 0 | 12.5656 | 0 | 0 | 0
10051 | Lockville Hydropower | Brooks Energy, LLC | NC | 100% | FALSE | 818 | 0 | 0 | 0 | 0 | 0 | 818 | 0 | 0 | 0 | 0 | 0 | 0
10058 | General Electric Diesel Engine Plant | General Electric | PA | 100% | TRUE | 1730.68 | 1730.68 | 0 | 0 | 1730.68 | 0 | 0 | 0 | 0 | 8927.1242 | 0 | 0 | 0
10059 | General Electric Great Falls Upper Hydro | Aclara Meters LLC | NH | 100% | FALSE | 0 | 0 | 0 | 0 | 0 | 0 | 0 | 0 | 0 | 0 | 0 | 0 | 0
10061 | Mars Wrigley Confectionery US, LLC | Mars Wrigley Confectionery US, LLC | NJ | 100% | FALSE | 51941 | 51941 | 0 | 51941 | 0 | 0 | 0 | 0 | 0 | 23982.6024 | 0 | 0 | 0
10062 | Miami Dade County Resource Recovery Fac | Covanta | FL | 100% | FALSE | 314440.999 | 10706.749 | 0 | 10706.749 | 0 | 0 | 0 | 303734.25 | 0 | 17202.3922 | 0 | 0 | 0
10063 | Derby Hydro | McCallum Enterprises I LP | CT | 100% | FALSE | 21367 | 0 | 0 | 0 | 0 | 0 | 21367 | 0 | 0 | 0 | 0 | 0 | 0
10066 | Lockwood Hydroelectric Facility | Brookfield | ME | 100% | TRUE | 27982 | 0 | 0 | 0 | 0 | 0 | 27982 | 0 | 0 | 0 | 0 | 0 | 0
10070 | Foothills Hydro Plant | Denver City & County-Foothills | CO | 100% | FALSE | 6151 | 0 | 0 | 0 | 0 | 0 | 6151 | 0 | 0 | 0 | 0 | 0 | 0
10072 | Engineered Carbons Borger Cogen | Orion Engineered Carbons | TX | 100% | FALSE | 58322 | 29292.915 | 0 | 29292.915 | 0 | 0 | 0 | 29029.085 | 0 | 65023.8009 | 0 | 0 | 0
10075 | Taconite Harbor Energy Center | ALLETE | MN | 100% | TRUE | 0 | 0 | 0 | 0 | 0 | 0 | 0 | 0 | 0 | 0 | 0 | 0 | 0
10081 | Strontia Springs Hydro Plant | Denver City & County of | CO | 100% | FALSE | 5093 | 0 | 0 | 0 | 0 | 0 | 5093 | 0 | 0 | 0 | 0 | 0 | 0
10091 | Total Energy Facilities | Los Angeles County Sanitation | CA | 100% | FALSE | 153066.001 | 8219.55 | 0 | 8219.55 | 0 | 0 | 0 | 144846.451 | 0 | 5035.6405 | 0 | 0 | 0
10093 | Tesoro Hawaii | PAR Petroleum | HI | 100% | FALSE | 156520.696 | 156520.696 | 0 | 0 | 156520.696 | 0 | 0 | 0 | 0 | 60313.6455 | 0 | 0 | 0
10099 | Pedricktown Cogeneration Company LP | Riverstone | NJ | 100% | TRUE | 48623.19 | 48623.19 | 0 | 47703.451 | 919.739 | 0 | 0 | 0 | 0 | 25965.5125 | 0.132 | 7.889 | 0
10108 | Hampton Facility | Foss Manufacturing Company LLC | NH | 100% | FALSE | 29533 | 29533 | 0 | 29533 | 0 | 0 | 0 | 0 | 0 | 11111.8277 | 0 | 0 | 0
10109 | Franklin Industrial Complex | Eagle Creek RE LLC | NH | 100% | FALSE | 8564 | 0 | 0 | 0 | 0 | 0 | 8564 | 0 | 0 | 0 | 0 | 0 | 0
10110 | Frito-Lay Cogen Plant | Frito-Lay Inc | CA | 100% | FALSE | 28175 | 28175 | 0 | 28175 | 0 | 0 | 0 | 0 | 0 | 13570.8819 | 0 | 0 | 0
10113 | John B Rich Memorial Power Station | Gilberton Power Co | PA | 100% | FALSE | 634554.998 | 634554.998 | 633515.03 | 0 | 1039.968 | 0 | 0 | 0 | 0 | 852782.2195 | 704.701 | 382.703 | 0.1
10115 | Grossmont Hospital | Sharp Grossmont Hospital | CA | 100% | FALSE | 24710 | 24710 | 0 | 24710 | 0 | 0 | 0 | 0 | 0 | 8297.9566 | 0 | 0 | 0
10116 | Hampshire Paper | Hampshire Paper Co Inc | NY | 100% | FALSE | 19976 | 0 | 0 | 0 | 0 | 0 | 19976 | 0 | 0 | 0 | 0 | 0 | 0
10118 | Harrisburg Facility | Harrisburg Authority | PA | 100% | FALSE | 115918 | 1586.028 | 0 | 1586.028 | 0 | 0 | 0 | 114331.972 | 0 | 565.1003 | 0 | 0 | 0
10120 | PInova Inc | PInova Inc | GA | 100% | FALSE | 0 | 0 | 0 | 0 | 0 | 0 | 0 | 0 | 0 | 309.6976 | 0 | 0 | 0
10121 | High Shoals Hydro (GA) | Enel | GA | 100% | TRUE | 0 | 0 | 0 | 0 | 0 | 0 | 0 | 0 | 0 | 0 | 0 | 0 | 0
10122 | CIP II/AR Bridgewater Holdings - NJCOE | CIP II/AR Bridgewater Holdings LLC | NJ | 100% | FALSE | 26575.64 | 26575.64 | 0 | 26489.263 | 86.377 | 0 | 0 | 0 | 0 | 6941.8573 | 0 | 0 | 0
10123 | Hoffmann LaRoche | PB Nutclif Master, LLC | NJ | 100% | FALSE | 11066 | 11066 | 0 | 11066 | 0 | 0 | 0 | 0 | 0 | 2627.0239 | 0 | 0 | 0
10124 | Hollow Dam Power Partnership | Ampersand Energy Partners | NY | 100% | FALSE | 3347 | 0 | 0 | 0 | 0 | 0 | 3347 | 0 | 0 | 0 | 0 | 0 | 0
10128 | Gosselin Hydro Plant | Humboldt Bay Mun Water Dist | CA | 100% | FALSE | 6001 | 0 | 0 | 0 | 0 | 0 | 6001 | 0 | 0 | 0 | 0 | 0 | 0
10129 | Indiana University of Pennsylvania | Indiana University of Penn | PA | 100% | FALSE | 25400 | 25400 | 0 | 24624.381 | 775.619 | 0 | 0 | 0 | 0 | 9320.4772 | 0 | 0 | 0
10137 | Deweys Mill | Hydro Energies Inc | VT | 100% | FALSE | 361 | 0 | 0 | 0 | 0 | 0 | 361 | 0 | 0 | 0 | 0 | 0 | 0
10138 | South Dry Creek Hydro | Hydrodynamics Inc | MT | 100% | FALSE | 8107 | 0 | 0 | 0 | 0 | 0 | 8107 | 0 | 0 | 0 | 0 | 0 | 0
10139 | Isabella Hydro Project | Isabella Partners | CA | 100% | FALSE | 56466 | 0 | 0 | 0 | 0 | 0 | 56466 | 0 | 0 | 0 | 0 | 0 | 0
10140 | Birch Creek Power | Birch Power Co | ID | 100% | FALSE | 9310 | 0 | 0 | 0 | 0 | 0 | 9310 | 0 | 0 | 0 | 0 | 0 | 0
10144 | Sierra Pacific Lincoln Facility | Sierra Pacific Industries Inc | CA | 100% | FALSE | 91133 | 0 | 0 | 0 | 0 | 0 | 0 | 91133 | 0 | 0 | 0 | 0 | 0
10148 | White Pine Electric Power | White Pine Electric Power LLC | MI | 100% | FALSE | 0 | 0 | 0 | 0 | 0 | 0 | 0 | 0 | 0 | 0 | 0 | 0 | 0
10149 | Decorative Panels Intl | Decorative Panels International, Inc. | MI | 100% | FALSE | 49692 | 23207.196 | 0 | 23207.196 | 0 | 0 | 0 | 26484.804 | 0 | 5319.2719 | 0 | 0 | 0
10151 | Grant Town Power Plant | American Bituminous Power LP | WV | 100% | FALSE | 661386.002 | 661386.002 | 624763.44 | 36622.562 | 0 | 0 | 0 | 0 | 0 | 932095.4136 | 1781.89 | 1517.222 | 10.77
10152 | Warrior Ridge Hydro | American Hydro Power Company | PA | 100% | FALSE | 5725 | 0 | 0 | 0 | 0 | 0 | 5725 | 0 | 0 | 0 | 0 | 0 | 0
10154 | Power Island | INEOS | TX | 100% | FALSE | 214398 | 214398 | 0 | 214398 | 0 | 0 | 0 | 0 | 0 | 52138.613 | 0 | 0 | 0
10155 | Brasfield | Kruger Energy | VA | 100% | FALSE | 6037 | 0 | 0 | 0 | 0 | 0 | 6037 | 0 | 0 | 0 | 0 | 0 | 0
10162 | Whitewater Hydro Plant | Desert Water Agency | CA | 100% | FALSE | 7176 | 0 | 0 | 0 | 0 | 0 | 7176 | 0 | 0 | 0 | 0 | 0 | 0
10167 | Seadrift Coke LP | Seadrift Coke L P | TX | 100% | FALSE | 27102.77 | 27102.77 | 0 | 722.562 | 0 | 0 | 0 | 26380.208 | 0 | 53356.0894 | 0 | 0 | 0
10175 | Childrens Hospital | DTE Energy | CA | 100% | TRUE | 25426 | 25426 | 0 | 25414 | 12 | 0 | 0 | 0 | 0 | 13630.2689 | 0 | 0 | 0
10176 | M Street Jet | Massachusetts Bay Trans Auth | MA | 100% | FALSE | 1449 | 1449 | 0 | 0 | 1449 | 0 | 0 | 0 | 0 | 2473.8 | 0 | 2.061 | 0
10181 | Metropolitan Sewerage District | Metropolitan Sewerage District | NC | 100% | FALSE | 6539 | 0 | 0 | 0 | 0 | 0 | 6539 | 0 | 0 | 0 | 0 | 0 | 0
10183 | Mine Falls Generating Station | Eagle Creek RE LLC | NH | 100% | FALSE | 3478 | 0 | 0 | 0 | 0 | 0 | 3478 | 0 | 0 | 0 | 0 | 0 | 0
10184 | Central Utility Plant | Minnesota Mining & Mfg Co | TX | 100% | FALSE | 19068 | 19068 | 0 | 18625.936 | 442.064 | 0 | 0 | 0 | 0 | 11524.517 | 0 | 0 | 0
10186 | Anson Abenaki Hydros | Eagle Creek RE LLC | ME | 100% | FALSE | 131899 | 0 | 0 | 0 | 0 | 0 | 131899 | 0 | 0 | 0 | 0 | 0 | 0
10187 | Engineered Carbons Echo Cogeneration | Orion Engineered Carbons | TX | 100% | FALSE | 0 | 0 | 0 | 0 | 0 | 0 | 0 | 0 | 0 | 0 | 0 | 0 | 0
10188 | Cutrale Citrus Juices USA II | Cutrale Citrus Juices USA Inc | FL | 100% | FALSE | 48580 | 48580 | 0 | 48580 | 0 | 0 | 0 | 0 | 0 | 41734.7825 | 0 | 0 | 0
10190 | Castleton Energy Center | Fortistar Castleton Power | NY | 65.28% | FALSE | 102400.5979 | 102400.5979 | 0 | 101024.261 | 1376.3369 | 0 | 0 | 0 | 0 | 56262.0131 | 0.29244 | 39.6367 | 0
10191 | Tehachapi Wind Resource I | CalWind Resources Inc | CA | 100% | FALSE | 14072 | 0 | 0 | 0 | 0 | 0 | 0 | 0 | 14072 | 0 | 0 | 0 | 0
10195 | CF Industries Yazoo City Complex | CF Industries Nitrogen LLC | MS | 100% | FALSE | 165918 | 165918 | 0 | 165918 | 0 | 0 | 0 | 0 | 0 | 55143.5393 | 0 | 0 | 0
10196 | Moose River | EONY Generation Limited | NY | 100% | FALSE | 64921 | 0 | 0 | 0 | 0 | 0 | 64921 | 0 | 0 | 0 | 0 | 0 | 0
10197 | Philadlephia | EONY Generation Limited | NY | 100% | FALSE | 12720 | 0 | 0 | 0 | 0 | 0 | 12720 | 0 | 0 | 0 | 0 | 0 | 0
10198 | Mosaic Phosphates Uncle Sam | Mosaic Phosphates Co. | LA | 100% | FALSE | 8245.37 | 6131.37 | 0 | 6131.37 | 0 | 0 | 0 | 2114 | 0 | 0 | 0 | 0 | 0
10202 | Fernandina Beach Mill | WestRock | FL | 100% | FALSE | 640992.563 | 198966.703 | 124800.74 | 70656.789 | 3509.174 | 0 | 0 | 442025.86 | 0 | 85115.4844 | 0 | 0 | 0
10204 | Mosaic Co Tampa Facility | Mosaic Company | FL | 100% | FALSE | 302555 | 0 | 0 | 0 | 0 | 0 | 0 | 302555 | 0 | 0 | 0 | 0 | 0
10206 | Loma Linda University Cogen | Loma Linda University | CA | 100% | FALSE | 59783 | 59783 | 0 | 59781 | 2 | 0 | 0 | 0 | 0 | 23054.5462 | 0 | 0 | 0
10208 | Escanaba Mill | Verso Escanaba LLC | MI | 100% | FALSE | 498401.462 | 193612.703 | 6836.714 | 184916.91 | 1859.079 | 0 | 0 | 304788.759 | 0 | 47636.4176 | 0 | 0 | 0
10213 | El Segundo Cogen | Chevron | CA | 25.49% | FALSE | 345074.9757 | 343090.5752 | 0 | 343090.5752 | 0 | 0 | 0 | 1984.4005 | 0 | 226633.7879 | 0 | 0 | 0
10215 | Snowbird Power Plant | Snowbird Corporation | UT | 100% | FALSE | 13 | 13 | 0 | 13 | 0 | 0 | 0 | 0 | 0 | 6.4873 | 0 | 0 | 0
10216 | Alabama River Pulp | Alabama River Cellulose LLC | AL | 100% | FALSE | 287087.451 | 22168.926 | 0 | 22114.57 | 54.356 | 0 | 0 | 264918.525 | 0 | 15359.9226 | 0 | 0 | 0
10224 | Merck Rahway Power Plant | Merck & Co Inc | NJ | 100% | FALSE | 16530 | 16090 | 0 | 15922.565 | 167.435 | 0 | 0 | 0 | 440 | 4130.3376 | 0 | 0 | 0
10233 | Leaf River Cellulose LLC | Leaf River Cellulose LLC | MS | 100% | FALSE | 396264.91 | 12199.433 | 0 | 12199.433 | 0 | 0 | 0 | 384065.477 | 0 | 3619.0032 | 0 | 0 | 0
10234 | Biron Mill | Catalyst Paper - Biron Mill | WI | 100% | FALSE | 152585.998 | 152585.998 | 124590.09 | 27995.908 | 0 | 0 | 0 | 0 | 0 | 177425.4086 | 0 | 0 | 0
10237 | Diana Hydroelectric | EONY Generation Limited | NY | 100% | FALSE | 7710 | 0 | 0 | 0 | 0 | 0 | 7710 | 0 | 0 | 0 | 0 | 0 | 0
10238 | Dolgeville Hydro | EONY Generation Limited | NY | 100% | FALSE | 62 | 0 | 0 | 0 | 0 | 0 | 62 | 0 | 0 | 0 | 0 | 0 | 0
10243 | Ticona Polymers Inc | Ticona Polymers Inc | TX | 100% | FALSE | 241957.1 | 241957.1 | 0 | 241957.1 | 0 | 0 | 0 | 0 | 0 | 164113.3946 | 0 | 0 | 0
10244 | P H Glatfelter Co -Chillicothe Facility | P H Glatfelter Company | OH | 100% | FALSE | 357306.003 | 124788.913 | 0 | 122515.37 | 2273.543 | 0 | 0 | 232517.09 | 0 | 34333.5187 | 0 | 110.887 | 0
10250 | Bay County Waste to Energy | Bay County Board-County Comm | FL | 100% | FALSE | 62613 | 993.422 | 0 | 993.422 | 0 | 0 | 0 | 61619.578 | 0 | 1357.1408 | 0 | 0 | 0
10252 | Domtar Kingsport Mill | Domtar | TN | 100% | FALSE | 245018.846 | 8596.876 | 0 | 7642.742 | 954.134 | 0 | 0 | 236421.97 | 0 | 2634.9516 | 0 | 0 | 0
10253 | Haypress | Ares | CA | 100% | TRUE | 22879 | 0 | 0 | 0 | 0 | 0 | 22879 | 0 | 0 | 0 | 0 | 0 | 0
10258 | Haw River Hydro | Gravity Renewables | NC | 100% | FALSE | 4123 | 0 | 0 | 0 | 0 | 0 | 4123 | 0 | 0 | 0 | 0 | 0 | 0
10261 | Enterprise Products Operating | Enterprise Products Optg LP | TX | 97.57% | FALSE | 153389.7267 | 153389.7267 | 0 | 153389.7267 | 0 | 0 | 0 | 0 | 0 | 136028.2282 | 0 | 0 | 0
10262 | California Institute of Technology | California Institute-Technology | CA | 100% | FALSE | 90296 | 90296 | 0 | 90296 | 0 | 0 | 0 | 0 | 0 | 25599.763 | 0 | 0 | 0
10275 | Florida's Natural Growers | Citrus World Inc | FL | 100% | FALSE | 56281.4 | 56281.4 | 0 | 56281.4 | 0 | 0 | 0 | 0 | 0 | 14315.3486 | 0 | 0 | 0
10276 | Clement Dam Hydro LLC | Eagle Creek RE LLC | NH | 100% | FALSE | 10395 | 0 | 0 | 0 | 0 | 0 | 10395 | 0 | 0 | 0 | 0 | 0 | 0
10279 | Kansas River Project | Bowersock Mills & Power Co | KS | 100% | FALSE | 29218 | 0 | 0 | 0 | 0 | 0 | 29218 | 0 | 0 | 0 | 0 | 0 | 0
10280 | Central Plant | Bob Jones University | SC | 100% | FALSE | 15.68 | 15.68 | 0 | 0 | 15.68 | 0 | 0 | 0 | 0 | 4.8914 | 0 | 0 | 0
10282 | Big Creek Water Works | Big Creek Water Works Ltd | CA | 100% | FALSE | 10438 | 0 | 0 | 0 | 0 | 0 | 10438 | 0 | 0 | 0 | 0 | 0 | 0
10285 | Townsend Hydro | Beaver Falls Municipal Auth | PA | 100% | FALSE | 20173 | 0 | 0 | 0 | 0 | 0 | 20173 | 0 | 0 | 0 | 0 | 0 | 0
10286 | Cornell Hydro | Cornell Hydro | NY | 100% | FALSE | 6075 | 0 | 0 | 0 | 0 | 0 | 6075 | 0 | 0 | 0 | 0 | 0 | 0
10287 | Beowawe Power | Energy Capital Partners | NV | 100% | TRUE | 98166 | 0 | 0 | 0 | 0 | 0 | 0 | 0 | 98166 | 0 | 0 | 0 | 0
10288 | Big Valley Power LLC | Big Valley Power (BVP) LLC | CA | 100% | FALSE | 0 | 0 | 0 | 0 | 0 | 0 | 0 | 0 | 0 | 0 | 0 | 0 | 0
10294 | King City Power Plant | Calpine | CA | 100% | TRUE | 383375 | 383375 | 0 | 383375 | 0 | 0 | 0 | 0 | 0 | 175936.6093 | 0.029 | 0.722 | 0
10296 | South Forks Hydro | IDACORP | ID | 50% | TRUE | 14141.5 | 0 | 0 | 0 | 0 | 0 | 14141.5 | 0 | 0 | 0 | 0 | 0 | 0
10296 | South Forks Hydro | Twin Falls Canal Co | ID | 50% | FALSE | 14141.5 | 0 | 0 | 0 | 0 | 0 | 14141.5 | 0 | 0 | 0 | 0 | 0 | 0
10298 | Bayou Cogen Plant | Air Liquide | TX | 100% | FALSE | 2305089.95 | 2157789.6 | 0 | 2157789.6 | 0 | 0 | 0 | 147300.35 | 0 | 540786.7767 | 9.5 | 293.887 | 0
10300 | Desert View Power | Greenleaf Power LLC | CA | 100% | FALSE | 345748.999 | 2301.479 | 0 | 2301.479 | 0 | 0 | 0 | 343447.52 | 0 | 2152.688 | 0 | 0 | 0
10301 | Louisiana Sugar Refining | Louisiana Sugar Refining LLC | LA | 100% | FALSE | 17522 | 17522 | 0 | 17522 | 0 | 0 | 0 | 0 | 0 | 4130.276 | 0 | 0 | 0
10302 | Juniata Locomotive Shop | Norfork Southern Corp | PA | 100% | FALSE | 4677 | 4677 | 0 | 4677 | 0 | 0 | 0 | 0 | 0 | 2731.6981 | 0 | 0 | 0
10305 | Dutchess Cnty Resource Recovery Facility | Dutchess County RRA | NY | 100% | FALSE | 33061 | 1782.002 | 0 | 1782.002 | 0 | 0 | 0 | 31278.998 | 0 | 3474.1776 | 0 | 0 | 0
10307 | Bellingham Cogeneration Facility | NextEra Energy | MA | 50% | TRUE | 387514.999 | 387514.999 | 0 | 387154.58 | 360.419 | 0 | 0 | 0 | 0 | 191528.8189 | 0.9835 | 129.3675 | 0
10307 | Bellingham Cogeneration Facility | Dynegy | MA | 50% | TRUE | 387514.999 | 387514.999 | 0 | 387154.58 | 360.419 | 0 | 0 | 0 | 0 | 191528.8189 | 0.9835 | 129.3675 | 0
10319 | Geismar | BASF Corporation | LA | 100% | FALSE | 634884.49 | 448780.86 | 0 | 448780.86 | 0 | 0 | 0 | 186103.63 | 0 | 208881.2391 | 0 | 0 | 0
10323 | Copper Dam Plant | Farmer's Irrigation District | OR | 100% | FALSE | 16850 | 0 | 0 | 0 | 0 | 0 | 16850 | 0 | 0 | 0 | 0 | 0 | 0
10324 | Peters Drive Plant | Farmer's Irrigation District | OR | 100% | FALSE | 6600 | 0 | 0 | 0 | 0 | 0 | 6600 | 0 | 0 | 0 | 0 | 0 | 0
10325 | Mink Creek Hydro | Mink Creek Hydro Entity | ID | 100% | FALSE | 13728 | 0 | 0 | 0 | 0 | 0 | 13728 | 0 | 0 | 0 | 0 | 0 | 0
10328 | T B Simon Power Plant | Michigan State University | MI | 100% | FALSE | 288962.41 | 288962.41 | 0 | 288962.41 | 0 | 0 | 0 | 0 | 0 | 107858.0648 | 0 | 104.802 | 0
10333 | Florida Power Development | Florida Power Development | FL | 100% | FALSE | 370227.003 | 1329.893 | 0 | 0 | 1329.893 | 0 | 0 | 368897.11 | 0 | 2587.8747 | 0 | 0 | 0
10339 | Southside Water Reclamation Plant | Albuquerque City of | NM | 100% | FALSE | 34595.96 | 17631.987 | 0 | 17631.987 | 0 | 0 | 0 | 16963.973 | 0 | 16308.3076 | 0 | 0 | 0
10343 | Foster Wheeler Mt Carmel Cogen | Mount Carmel Cogen Inc | PA | 100% | FALSE | 315449.997 | 315449.997 | 313963.11 | 1486.887 | 0 | 0 | 0 | 0 | 0 | 469519.2094 | 475.698 | 149.909 | 1.8857
10346 | Hillman Power LLC | Hillman Power Co | MI | 100% | FALSE | 133183.002 | 408.698 | 0 | 408.698 | 0 | 0 | 0 | 132774.304 | 0 | 278.6051 | 0 | 0 | 0
10349 | Greenleaf 2 Power Plant | Starwood Energy | CA | 100% | TRUE | 234028 | 234028 | 0 | 234028 | 0 | 0 | 0 | 0 | 0 | 105637.7565 | 0.126 | 9.558 | 0
10350 | Greenleaf 1 Power Plant | Starwood Energy | CA | 100% | TRUE | 25615 | 25615 | 0 | 25615 | 0 | 0 | 0 | 0 | 0 | 11871.4314 | 0.06 | 11.531 | 0
10354 | ReEnergy Livermore Falls | ReEnergy | ME | 100% | FALSE | 219373 | 0 | 0 | 0 | 0 | 0 | 0 | 219373 | 0 | 0 | 0 | 0 | 0
10356 | ReEnergy Ashland | ReEnergy | ME | 100% | FALSE | 268135 | 0 | 0 | 0 | 0 | 0 | 0 | 268135 | 0 | 0 | 0 | 0 | 0
10360 | Consumer Operations LLC | Georgia Pacific | WI | 100% | FALSE | 173522.001 | 173522.001 | 68454.801 | 105067.2 | 0 | 0 | 0 | 0 | 0 | 65840.0244 | 0 | 0 | 0
10361 | Savannah River Mill | Georgia Pacific | GA | 100% | FALSE | 191740.998 | 191740.998 | 37706.158 | 13313 | 381.7 | 0 | 0 | 140340.14 | 0 | 135715.4046 | 0 | 0 | 0
10362 | Muskogee Mill | Georgia Pacific | OK | 100% | FALSE | 392157.003 | 392157.003 | 288785.653 | 103371.35 | 0 | 0 | 0 | 0 | 0 | 356783.0202 | 0 | 0 | 0
10377 | James River Genco LLC | City Point Energy Center | VA | 100% | FALSE | 34839 | 34839 | 34839 | 0 | 0 | 0 | 0 | 0 | 0 | 25560.7128 | 1402.312 | 970.563 | 99.14
10378 | CPI USA NC Southport | Capital Power | NC | 100% | FALSE | 424007.006 | 55751.776 | 55751.776 | 0 | 0 | 0 | 0 | 368255.23 | 0 | 33219.9399 | 3616.095 | 917.862 | 0.4812
10379 | CPI USA NC Roxboro | Capital Power | NC | 100% | FALSE | 334932.998 | 43911.728 | 43911.728 | 0 | 0 | 0 | 0 | 291021.27 | 0 | 62806.4023 | 2410.131 | 466.169 | 0.241
10380 | Elizabethtown Power LLC | North Carolina Renewable Power | NC | 100% | FALSE | 0 | 0 | 0 | 0 | 0 | 0 | 0 | 0 | 0 | 0 | 0 | 0 | 0
10382 | Lumberton | NC Renewable Power - Lumberton LLC | NC | 100% | FALSE | 159335.005 | 0 | 0 | 0 | 0 | 0 | 0 | 159335.005 | 0 | 0 | 94.242 | 187.251 | 0
10387 | Sycamore Energy 1 | Sycamore Energy 1 LLC | CA | 100% | FALSE | 16669 | 0 | 0 | 0 | 0 | 0 | 0 | 16669 | 0 | 0 | 0 | 0 | 0
10398 | Arcelormittal Cleveland Inc | ArcelorMittal | OH | 100% | FALSE | 135064.997 | 17472.637 | 0 | 17472.637 | 0 | 0 | 0 | 117592.36 | 0 | 62588.062 | 0 | 24.067 | 0
10405 | Kingsburg Cogen | IIF BH Investments | CA | 100% | FALSE | 14631 | 14631 | 0 | 14631 | 0 | 0 | 0 | 0 | 0 | 8810.3399 | 0.05 | 1.033 | 0
10408 | Clark University | Clark University | MA | 100% | FALSE | 9092.44 | 9092.44 | 0 | 9092.44 | 0 | 0 | 0 | 0 | 0 | 3189.9617 | 0 | 0 | 0
10412 | Kalaheo Hydro | McBryde Sugar Co Ltd | HI | 100% | FALSE | 5546 | 0 | 0 | 0 | 0 | 0 | 5546 | 0 | 0 | 0 | 0 | 0 | 0
10413 | Wainiha Hydro | McBryde Sugar Co Ltd | HI | 100% | FALSE | 21475 | 0 | 0 | 0 | 0 | 0 | 21475 | 0 | 0 | 0 | 0 | 0 | 0
10416 | Pensacola Florida Plant | Ascend Performance Materials LLC | FL | 100% | FALSE | 626028 | 621123.741 | 0 | 621116.317 | 7.424 | 0 | 0 | 4904.259 | 0 | 186739.3334 | 0 | 0 | 0
10417 | Indian Orchard Plant 1 | Solutia Inc-Indian | MA | 100% | FALSE | 23076 | 23076 | 0 | 23076 | 0 | 0 | 0 | 0 | 0 | 8183.6391 | 0 | 0 | 0
10418 | Ascend Performance Materials Texas Inc. | Ascend Performance Materials | TX | 100% | FALSE | 206079.41 | 206079.41 | 0 | 206079.41 | 0 | 0 | 0 | 0 | 0 | 51043.1284 | 0 | 0 | 0
10421 | Dillon Hydro Plant | Denver City & County of | CO | 100% | FALSE | 10059 | 0 | 0 | 0 | 0 | 0 | 10059 | 0 | 0 | 0 | 0 | 0 | 0
10422 | Williams Fork Hydro Plant | Denver City & County of | CO | 100% | FALSE | 13151 | 0 | 0 | 0 | 0 | 0 | 13151 | 0 | 0 | 0 | 0 | 0 | 0
10423 | North Fork Hydro Plant | Denver City & County of | CO | 100% | FALSE | 16326 | 0 | 0 | 0 | 0 | 0 | 16326 | 0 | 0 | 0 | 0 | 0 | 0
10424 | Gross Hydro Plant | Denver City & County of | CO | 100% | FALSE | 15660 | 0 | 0 | 0 | 0 | 0 | 15660 | 0 | 0 | 0 | 0 | 0 | 0
10426 | Inland Paperboard Packaging Rome | Inland Paperboard - Rome Mill | GA | 100% | FALSE | 415161.709 | 63407.427 | 50958.608 | 9315.23 | 3133.589 | 0 | 0 | 351754.282 | 0 | 26509.6166 | 0 | 0 | 0
10427 | New-Indy Ontario Mill | New-Indy Ontario LLC | CA | 100% | FALSE | 241924 | 241924 | 0 | 241924 | 0 | 0 | 0 | 0 | 0 | 82648.6529 | 0 | 0 | 0
10430 | Anheuser-Busch St Louis | Anheuser-Busch Inc | MO | 100% | FALSE | 46185 | 43032.158 | 0 | 43032.158 | 0 | 0 | 0 | 3152.842 | 0 | 9751.2387 | 0 | 0 | 0
10431 | Anheuser-Busch Jacksonville | Anheuser-Busch Inc | FL | 100% | FALSE | 73151.12 | 73151.12 | 0 | 73151.12 | 0 | 0 | 0 | 0 | 0 | 17511.7392 | 0 | 0 | 0
10434 | Mosaic New Wales Operations | Mosaic Fertilizer LLC | FL | 100% | FALSE | 564213 | 0 | 0 | 0 | 0 | 0 | 0 | 564213 | 0 | 0 | 0 | 0 | 0
10435 | Camden Resource Recovery Facility | Covanta | NJ | 100% | FALSE | 154338 | 0 | 0 | 0 | 0 | 0 | 0 | 154338 | 0 | 0 | 0 | 0 | 0
10436 | ExxonMobil Baytown Refinery | Exxon Mobil | TX | 100% | TRUE | 1034004 | 1034004 | 0 | 1034004 | 0 | 0 | 0 | 0 | 0 | 282457.0538 | 0 | 0 | 0
10453 | LAC Courte Oreilles Hydroelect | Renewable World Energies LLC | WI | 100% | FALSE | 15412 | 0 | 0 | 0 | 0 | 0 | 15412 | 0 | 0 | 0 | 0 | 0 | 0
10464 | ReEnergy Black River | ReEnergy | NY | 100% | FALSE | 334873.996 | 407.266 | 0 | 0 | 407.266 | 0 | 0 | 334466.73 | 0 | 614.767 | 7.35 | 404.946 | 0
10466 | Wisconsin Rapids Paper Mill | Verso Corporation | WI | 100% | FALSE | 6575.63 | 0 | 0 | 0 | 0 | 0 | 0 | 6575.63 | 0 | 0 | 0 | 0 | 0
10472 | Puente Hills Energy Recovery | Los Angeles County Sanitation | CA | 100% | FALSE | 270940 | 0 | 0 | 0 | 0 | 0 | 0 | 270940 | 0 | 0 | 0 | 0 | 0
10475 | Expander Turbine | ArcelorMittal | IN | 100% | FALSE | 106380 | 0 | 0 | 0 | 0 | 0 | 0 | 106380 | 0 | 0 | 0 | 0 | 0
10477 | Wisconsin Rapids Pulp Mill | Verso Corporation | WI | 100% | FALSE | 296477.266 | 115171.036 | 68156.52 | 47014.516 | 0 | 0 | 0 | 181306.23 | 0 | 51739.6679 | 0 | 0 | 0
10478 | Pitchess Cogen Station | Los Angeles County | CA | 100% | FALSE | 198550 | 198550 | 0 | 198550 | 0 | 0 | 0 | 0 | 0 | 86357.1931 | 0 | 0 | 0
10481 | Mammoth Pacific II | Ormat Nevada Inc | CA | 50% | FALSE | 30887.5 | 0 | 0 | 0 | 0 | 0 | 0 | 0 | 30887.5 | 0 | 0 | 0 | 0
10486 | Boise Cascade International Falls | Boise White Paper LLC | MN | 100% | FALSE | 304103.002 | 75942.829 | 0 | 75942.829 | 0 | 0 | 0 | 228160.173 | 0 | 18245.7443 | 0 | 0 | 0
10487 | International Falls Power | Boise White Paper LLC | MN | 100% | FALSE | 88662 | 0 | 0 | 0 | 0 | 0 | 88662 | 0 | 0 | 0 | 0 | 0 | 0
10488 | DeRidder Mill | Boise Packaging & Newsprint LLC | LA | 100% | FALSE | 398081.995 | 44549.975 | 0 | 44549.975 | 0 | 0 | 0 | 353532.02 | 0 | 12072.4807 | 0 | 0 | 0
10490 | Upper Beaver Falls Project | Eagle Creek RE LLC | NY | 100% | FALSE | 9922 | 0 | 0 | 0 | 0 | 0 | 9922 | 0 | 0 | 0 | 0 | 0 | 0
10491 | Mead Rumford Cogen | Catalyst Paper Operations, Inc | ME | 100% | FALSE | 0 | 0 | 0 | 0 | 0 | 0 | 0 | 0 | 0 | 0 | 0 | 0 | 0
10493 | Rumford Falls Hydro Facility | Brookfield | ME | 100% | TRUE | 268833 | 0 | 0 | 0 | 0 | 0 | 268833 | 0 | 0 | 0 | 0 | 0 | 0
10495 | Rumford Cogeneration | Catalyst Paper Operations, Inc | ME | 100% | FALSE | 574516.003 | 64089.044 | 58316.386 | 0 | 5772.658 | 0 | 0 | 510426.959 | 0 | 35033.732 | 0 | 0 | 0
10496 | Kern River Cogeneration | Southern Sierra Energy | CA | 100% | FALSE | 702884 | 702884 | 0 | 702884 | 0 | 0 | 0 | 0 | 0 | 246424.6472 | 0 | 0 | 0
10502 | Thermal Energy Development Part LP | Greenleaf Power LLC | CA | 100% | FALSE | 0 | 0 | 0 | 0 | 0 | 0 | 0 | 0 | 0 | 0 | 0 | 0 | 0
10503 | Wheelabrator Hudson Falls | Energy Capital Partners | NY | 100% | TRUE | 71104 | 3144.241 | 0 | 3144.241 | 0 | 0 | 0 | 67959.759 | 0 | 5398.5227 | 0 | 0 | 0
10504 | Amalgamated Sugar Twin Falls | The Amalgamated Sugar Co | ID | 100% | FALSE | 54206.056 | 54206.056 | 23836.524 | 30369.532 | 0 | 0 | 0 | 0 | 0 | 20854.1071 | 0 | 0 | 0
10511 | Finch Paper | Finch Paper LLC | NY | 100% | FALSE | 120427.383 | 35114.097 | 0 | 35114.097 | 0 | 0 | 0 | 85313.286 | 0 | 10567.6505 | 0 | 0 | 0
10519 | Milton Hydro | SFR Hydro Cor | NH | 100% | FALSE | 6875.55 | 0 | 0 | 0 | 0 | 0 | 6875.55 | 0 | 0 | 0 | 0 | 0 | 0
10520 | Dayton Hydro | Midwest Hydro LLC | IL | 100% | FALSE | 19595 | 0 | 0 | 0 | 0 | 0 | 19595 | 0 | 0 | 0 | 0 | 0 | 0
10521 | Lederle Laboratories | Veolia NA - Municipal & Commercial Business | NY | 100% | FALSE | 107301.4 | 107301.4 | 0 | 106726.242 | 575.158 | 0 | 0 | 0 | 0 | 44241.5994 | 0 | 0 | 0
10526 | Dodge Falls Associates | Dodge Falls Associates LP | NH | 100% | FALSE | 26841 | 0 | 0 | 0 | 0 | 0 | 26841 | 0 | 0 | 0 | 0 | 0 | 0
10530 | Feeder Dam Hydro Plant | Brookfield | NY | 100% | TRUE | 29716 | 0 | 0 | 0 | 0 | 0 | 29716 | 0 | 0 | 0 | 0 | 0 | 0
10531 | Beebee Island Hydro Plant | Brookfield | NY | 100% | TRUE | 52082 | 0 | 0 | 0 | 0 | 0 | 52082 | 0 | 0 | 0 | 0 | 0 | 0
10532 | Granger Electric Generating Station #2 | Energy Developments, Inc II | MI | 100% | FALSE | 13990 | 0 | 0 | 0 | 0 | 0 | 0 | 13990 | 0 | 0 | 0 | 0 | 0
10538 | Dexter Plant | Enel | NY | 100% | TRUE | 22171 | 0 | 0 | 0 | 0 | 0 | 22171 | 0 | 0 | 0 | 0 | 0 | 0
10539 | Theresa Plant | Enel | NY | 100% | TRUE | 8779 | 0 | 0 | 0 | 0 | 0 | 8779 | 0 | 0 | 0 | 0 | 0 | 0
10540 | Diamond Island Plant | Enel | NY | 100% | TRUE | 7066 | 0 | 0 | 0 | 0 | 0 | 7066 | 0 | 0 | 0 | 0 | 0 | 0
10544 | Hailesboro 4 Plant | Enel | NY | 100% | TRUE | 13203 | 0 | 0 | 0 | 0 | 0 | 13203 | 0 | 0 | 0 | 0 | 0 | 0
10545 | Copenhagen Plant | Enel | NY | 100% | TRUE | 11396 | 0 | 0 | 0 | 0 | 0 | 11396 | 0 | 0 | 0 | 0 | 0 | 0
10546 | Beaver Valley Patterson Dam | Enel | PA | 100% | TRUE | 3719 | 0 | 0 | 0 | 0 | 0 | 3719 | 0 | 0 | 0 | 0 | 0 | 0
10547 | Pyrites Plant | Enel | NY | 100% | TRUE | 35131 | 0 | 0 | 0 | 0 | 0 | 35131 | 0 | 0 | 0 | 0 | 0 | 0
10548 | San Jose Cogeneration | San Jose State University Fclts Dev &Ops | CA | 100% | FALSE | 36579 | 36579 | 0 | 36579 | 0 | 0 | 0 | 0 | 0 | 19680.0319 | 0 | 0 | 0
10549 | Al Turi | AMERESCO | NY | 100% | FALSE | 5960 | 0 | 0 | 0 | 0 | 0 | 0 | 5960 | 0 | 0 | 0 | 0 | 0
10550 | High Shoals Hydro (NC) | Enel | NC | 100% | TRUE | 2847 | 0 | 0 | 0 | 0 | 0 | 2847 | 0 | 0 | 0 | 0 | 0 | 0
10553 | Anderson Power Products Division | Anderson Power Products | MA | 100% | FALSE | 6 | 6 | 0 | 0 | 6 | 0 | 0 | 0 | 0 | 36.93 | 0 | 0 | 0
10554 | Formosa Utility Venture Ltd | Formosa Plastics Corp | TX | 100% | FALSE | 3428127.456 | 3386250.57 | 0 | 3386250.57 | 0 | 0 | 0 | 41876.886 | 0 | 996042.6567 | 0 | 0 | 0
10556 | Boott Hydropower | Enel | MA | 100% | TRUE | 83053 | 0 | 0 | 0 | 0 | 0 | 83053 | 0 | 0 | 0 | 0 | 0 | 0
10560 | Jesup Plant | Rayonier Advanced Materials | GA | 100% | FALSE | 456519.898 | 73964.362 | 0 | 39081.769 | 34882.593 | 0 | 0 | 382555.536 | 0 | 21617.5366 | 0 | 0 | 0
10562 | Fernandina Plant | Rayonier Advanced Materials | FL | 100% | FALSE | 250216.732 | 5414.262 | 0 | 0 | 5414.262 | 0 | 0 | 244802.47 | 0 | 3183.273 | 0 | 0 | 0
10567 | Algonquin Windsor Locks | Algonquin Power | CT | 100% | FALSE | 129080.806 | 129080.806 | 0 | 128777.147 | 303.659 | 0 | 0 | 0 | 0 | 42840.4941 | 0 | 7.411 | 0
10568 | Port Arthur Texas Refinery | Total Petrochemicals USA Inc | TX | 100% | FALSE | 182087 | 182087 | 0 | 182087 | 0 | 0 | 0 | 0 | 0 | 42221.5087 | 0 | 0 | 0
10570 | Errol Hydroelectric Project | Brookfield | NH | 100% | TRUE | 17323 | 0 | 0 | 0 | 0 | 0 | 17323 | 0 | 0 | 0 | 0 | 0 | 0
10593 | Agrilectric Power Partners Ltd | Agrilectric Power Partners Ltd | LA | 100% | FALSE | 88193 | 408.775 | 0 | 408.775 | 0 | 0 | 0 | 0 | 87784.225 | 396.7216 | 0 | 0 | 0
10601 | Tesoro Wilmington Calciner | Tesoro Refining & Marketing Company LLC | CA | 100% | FALSE | 246164 | 0 | 0 | 0 | 0 | 0 | 0 | 246164 | 0 | 0 | 0 | 0 | 0
10605 | Brunswick Cellulose | Brunswick Cellulose LLC | GA | 100% | FALSE | 432559.375 | 29043.55 | 0 | 26657.312 | 2386.238 | 0 | 0 | 403515.825 | 0 | 7731.1873 | 0 | 0 | 0
10606 | Georgia-Pacific Crossett LLC | Georgia-Pacific LLC | AR | 100% | FALSE | 496232.149 | 160820.239 | 0 | 158848.56 | 1971.679 | 0 | 0 | 335411.91 | 0 | 49364.3808 | 0 | 0 | 0
10608 | Gilman Mill | Ampersand Energy Partners | VT | 100% | FALSE | 25032 | 0 | 0 | 0 | 0 | 0 | 25032 | 0 | 0 | 0 | 0 | 0 | 0
10610 | Georgia-Pacific Monticello Paper | Georgia Pacific | MS | 100% | FALSE | 530171 | 170675.02 | 0 | 170675.02 | 0 | 0 | 0 | 359495.98 | 0 | 47593.8482 | 0 | 0 | 0
10611 | Georgia-Pacific Palatka Operations | Georgia Pacific | FL | 100% | FALSE | 299567.82 | 114181.16 | 0 | 114181.16 | 0 | 0 | 0 | 185386.66 | 0 | 36511.1843 | 0 | 0 | 0
10612 | Georgia-Pacific Port Hudson | Georgia Pacific | LA | 100% | FALSE | 589391.008 | 273345.395 | 0 | 88605.255 | 0 | 0 | 0 | 500785.753 | 0 | 140669.9254 | 0 | 0 | 0
10613 | Domtar - Woodland Mill | Woodland Pulp LLC | ME | 100% | FALSE | 422922.004 | 43502.197 | 0 | 43502.197 | 0 | 0 | 73341 | 306078.807 | 0 | 11266.0044 | 0 | 0 | 0
10617 | CH Resources Beaver Falls | Starwood Energy | NY | 100% | TRUE | 5714 | 5714 | 0 | 5714 | 0 | 0 | 0 | 0 | 0 | 2229.7763 | 0.016 | 0.87 | 0
10620 | Carthage Energy LLC | Carthage Energy LLC | NY | 100% | FALSE | 4901 | 4901 | 0 | 4901 | 0 | 0 | 0 | 0 | 0 | 2861.2696 | 0.014 | 2.862 | 0
10621 | CH Resources Syracuse | Starwood Energy | NY | 100% | TRUE | 20568 | 20568 | 0 | 20568 | 0 | 0 | 0 | 0 | 0 | 10500.612 | 0.053 | 4.82 | 0
10623 | Civic Center | Los Angeles County | CA | 100% | FALSE | 135639 | 135639 | 0 | 135639 | 0 | 0 | 0 | 0 | 0 | 39541.9431 | 0 | 0 | 0
10627 | Pine Bluff Mill | Evergreen Packaging Inc | AR | 100% | FALSE | 422703.002 | 33729.002 | 0 | 33729.002 | 0 | 0 | 0 | 388974 | 0 | 11402.0049 | 0 | 0 | 0
10629 | Wheelabrator Baltimore Refuse | Energy Capital Partners | MD | 100% | TRUE | 336882 | 0 | 0 | 0 | 0 | 0 | 0 | 336882 | 0 | 0 | 0 | 0 | 0
10633 | Hopewell Cogeneration | Dynegy | VA | 100% | TRUE | 1105134.002 | 1105134.002 | 0 | 1104945.98 | 188.022 | 0 | 0 | 0 | 0 | 575868.217 | 2.999 | 557.891 | 0
10642 | Covanta Hempstead | Covanta | NY | 100% | FALSE | 593507.001 | 595.021 | 0 | 0 | 595.021 | 0 | 0 | 592911.98 | 0 | 892.1907 | 0 | 0 | 0
10643 | Covanta Essex Company | Covanta | NJ | 100% | FALSE | 436284 | 0 | 0 | 0 | 0 | 0 | 0 | 436284 | 0 | 0 | 0 | 0 | 0
10646 | Covanta Southeastern Connecticut Company | Covanta | CT | 100% | FALSE | 124777 | 1104.982 | 0 | 0 | 1104.982 | 0 | 0 | 123672.018 | 0 | 1987.8634 | 0 | 0 | 0
10648 | Olinda Landfill Gas Recovery Plant | Brea Generation LLC | CA | 100% | FALSE | 0 | 0 | 0 | 0 | 0 | 0 | 0 | 0 | 0 | 0 | 0 | 0 | 0
10656 | French Paper Hydro | French Paper Co | MI | 100% | FALSE | 6076 | 0 | 0 | 0 | 0 | 0 | 6076 | 0 | 0 | 0 | 0 | 0 | 0
10661 | Collins Pine Project | Collins Pine Co | CA | 100% | FALSE | 12711 | 0 | 0 | 0 | 0 | 0 | 0 | 12711 | 0 | 0 | 0 | 0 | 0
10671 | AES Shady Point LLC | AES | OK | 100% | TRUE | 1797616.024 | 1750434.936 | 1750434.936 | 0 | 0 | 0 | 0 | 47181.088 | 0 | 2187331.8007 | 0 | 1032.365 | 0
10673 | AES Hawaii | AES | HI | 100% | TRUE | 1395546.954 | 1393430.054 | 1375723.9 | 0 | 17706.154 | 0 | 0 | 2116.9 | 0 | 1611657.6154 | 0 | 0 | 4.112
10677 | CES Placerita Power Plant | Clean Energy Systems | CA | 100% | FALSE | 0 | 0 | 0 | 0 | 0 | 0 | 0 | 0 | 0 | 0 | 0 | 0 | 0
10678 | AES Warrior Run Cogeneration Facility | AES | MD | 100% | TRUE | 1108237.006 | 1108237.006 | 1105938.6 | 0 | 2298.406 | 0 | 0 | 0 | 0 | 1009555.2247 | 1022.74 | 451.873 | 0.22
10686 | Rapids Energy Center | ALLETE | MN | 100% | TRUE | 126473.67 | 36097.709 | 36097.709 | 0 | 0 | 0 | 8266.5 | 82109.461 | 0 | 17840.8584 | 0 | 0 | 0
10690 | ExxonMobil Baton Rouge Turbine Generator | Exxon Mobil | LA | 100% | TRUE | 670406 | 670406 | 0 | 670406 | 0 | 0 | 0 | 0 | 0 | 159151.7449 | 0 | 0 | 0
10692 | ExxonMobil Baytown Turbine | Exxon Mobil | TX | 100% | TRUE | 2612463 | 2612463 | 0 | 2612463 | 0 | 0 | 0 | 0 | 0 | 748718.7555 | 0 | 0 | 0
10693 | Eastern Correctional Institute | Maryland Environmental Service | MD | 100% | FALSE | 4246.92 | 75.899 | 0 | 0 | 75.899 | 0 | 0 | 4171.021 | 0 | 55.1913 | 0 | 0 | 0
10697 | St Francisville Mill | Hood Container of Louisiana, LLC | LA | 100% | FALSE | 111812.53 | 35707.741 | 0 | 35707.741 | 0 | 0 | 0 | 76104.789 | 0 | 12567.6813 | 0 | 0 | 0
10698 | Graphic Packaging | Graphic Packaging Corp | MI | 100% | FALSE | 0 | 0 | 0 | 0 | 0 | 0 | 0 | 0 | 0 | 4224.4302 | 0 | 41.845 | 0
10699 | Georgia-Pacific Consr Prods LP-Naheola | Georgia Pacific | AL | 100% | FALSE | 233093.998 | 92205.871 | 28011.313 | 63478.488 | 716.07 | 0 | 0 | 140888.127 | 0 | 62425.982 | 0 | 0 | 0
10700 | Red Shield Envir Old Town Facility | MFGR LLC | ME | 100% | FALSE | 0 | 0 | 0 | 0 | 0 | 0 | 0 | 0 | 0 | 0 | 0 | 0 | 0
10706 | Burney Creek | IDACORP | CA | 50% | TRUE | 5358.5 | 0 | 0 | 0 | 0 | 0 | 5358.5 | 0 | 0 | 0 | 0 | 0 | 0
10706 | Burney Creek | Other Snow Mountain Hydro Owners | CA | 50% | FALSE | 5358.5 | 0 | 0 | 0 | 0 | 0 | 5358.5 | 0 | 0 | 0 | 0 | 0 | 0
10707 | Cove Hydroelectric | IDACORP | CA | 50% | TRUE | 9120.5 | 0 | 0 | 0 | 0 | 0 | 9120.5 | 0 | 0 | 0 | 0 | 0 | 0
10707 | Cove Hydroelectric | Other Snow Mountain Hydro Owners | CA | 50% | FALSE | 9120.5 | 0 | 0 | 0 | 0 | 0 | 9120.5 | 0 | 0 | 0 | 0 | 0 | 0
10708 | Lost Creek I | IDACORP | CA | 50% | TRUE | 2696.5 | 0 | 0 | 0 | 0 | 0 | 2696.5 | 0 | 0 | 0 | 0 | 0 | 0
10708 | Lost Creek I | Other Snow Mountain Hydro Owners | CA | 50% | FALSE | 2696.5 | 0 | 0 | 0 | 0 | 0 | 2696.5 | 0 | 0 | 0 | 0 | 0 | 0
10709 | Ponderosa Bailey Creek | IDACORP | CA | 50% | TRUE | 2636.5 | 0 | 0 | 0 | 0 | 0 | 2636.5 | 0 | 0 | 0 | 0 | 0 | 0
10709 | Ponderosa Bailey Creek | Other Snow Mountain Hydro Owners | CA | 50% | FALSE | 2636.5 | 0 | 0 | 0 | 0 | 0 | 2636.5 | 0 | 0 | 0 | 0 | 0 | 0
10718 | Karen Avenue Wind Farm | San Gorgonio Farms Inc | CA | 100% | FALSE | 26991 | 0 | 0 | 0 | 0 | 0 | 0 | 0 | 26991 | 0 | 0 | 0 | 0
10720 | Kyocera America Project | Kyocrea International, Ind | CA | 100% | FALSE | 13018 | 13018 | 0 | 13018 | 0 | 0 | 0 | 0 | 0 | 903.8449 | 0 | 0 | 0
10726 | Masspower | Dynegy | MA | 100% | TRUE | 625242 | 625242 | 0 | 625242 | 0 | 0 | 0 | 0 | 0 | 311539.2351 | 1.579 | 83.461 | 0
10728 | Barker Lower | KEI (Maine) Power Management (III) LLC | ME | 100% | FALSE | 4967 | 0 | 0 | 0 | 0 | 0 | 4967 | 0 | 0 | 0 | 0 | 0 | 0
10735 | Barber Dam | Enel | ID | 100% | TRUE | 13271 | 0 | 0 | 0 | 0 | 0 | 13271 | 0 | 0 | 0 | 0 | 0 | 0
10737 | Sprague Hydro | Sprague Hydro LLC | OR | 100% | FALSE | 4463 | 0 | 0 | 0 | 0 | 0 | 4463 | 0 | 0 | 0 | 0 | 0 | 0
10739 | Hoge Lumber | Hoge Lumber Co | OH | 100% | FALSE | 5990 | 0 | 0 | 0 | 0 | 0 | 0 | 5990 | 0 | 0 | 0 | 0 | 0
10740 | Magic Dam Hydroelectric Project | Magic Reservoir Hydroelec Inc | ID | 100% | FALSE | 0 | 0 | 0 | 0 | 0 | 0 | 0 | 0 | 0 | 0 | 0 | 0 | 0
10743 | Morgantown Energy Facility | Ares | WV | 65% | TRUE | 270843.3013 | 270843.3013 | 269747.6535 | 1095.6478 | 0 | 0 | 0 | 0 | 0 | 285670.7687 | 457.0618 | 739.0318 | 1.625
10743 | Morgantown Energy Facility | Robert McNair | WV | 35% | FALSE | 145838.7007 | 145838.7007 | 145248.7365 | 589.9642 | 0 | 0 | 0 | 0 | 0 | 153822.7216 | 246.1102 | 397.9402 | 0.875
10745 | Midland Cogeneration Venture | OMERS | MI | 67% | FALSE | 4279788.413 | 4279788.413 | 0 | 4279788.413 | 0 | 0 | 0 | 0 | 0 | 1912695.1194 | 11.9052 | 1988.9707 | 0
10745 | Midland Cogeneration Venture | GSIA Consortium | MI | 33% | FALSE | 2107955.487 | 2107955.487 | 0 | 2107955.487 | 0 | 0 | 0 | 0 | 0 | 942073.7155 | 5.8638 | 979.6423 | 0
10746 | Covanta Delaware Valley | Covanta | PA | 100% | FALSE | 644707.996 | 949.526 | 0 | 949.526 | 0 | 0 | 0 | 643758.47 | 0 | 1045.982 | 0 | 0 | 0
10748 | Marina Landfill Gas | Monterey Regional Waste Mgmt | CA | 100% | FALSE | 13555 | 0 | 0 | 0 | 0 | 0 | 0 | 13555 | 0 | 0 | 0 | 0 | 0
10752 | Lachute Hydro Lower | Enel | NY | 100% | TRUE | 15430 | 0 | 0 | 0 | 0 | 0 | 15430 | 0 | 0 | 0 | 0 | 0 | 0
10753 | Lachute Hydro Upper | Enel | NY | 100% | TRUE | 15430 | 0 | 0 | 0 | 0 | 0 | 15430 | 0 | 0 | 0 | 0 | 0 | 0
10755 | Rifle Generating Station | Tri-State | CO | 100% | TRUE | 1532 | 1532 | 0 | 1532 | 0 | 0 | 0 | 0 | 0 | 629.6815 | 0 | 0 | 0
10761 | Las Vegas Generating Station | Berkshire Hathaway Energy | NV | 100% | TRUE | 338239 | 338239 | 0 | 338239 | 0 | 0 | 0 | 0 | 0 | 175662.6213 | 0.904 | 16.037 | 0
10763 | Geo East Mesa III | Ormat Nevada Inc | CA | 100% | FALSE | 75318 | 0 | 0 | 0 | 0 | 0 | 0 | 0 | 75318 | 0 | 0 | 0 | 0
10764 | Blue Lake Power LLC | Blue Lake Power LLC | CA | 100% | FALSE | 0 | 0 | 0 | 0 | 0 | 0 | 0 | 0 | 0 | 0 | 0 | 0 | 0
10765 | Indeck Jonesboro Energy Center | Covanta Maine LLC | ME | 100% | FALSE | 26512 | 0 | 0 | 0 | 0 | 0 | 0 | 26512 | 0 | 0 | 0 | 0 | 0
10766 | Indeck West Enfield Energy Center | Covanta Maine LLC | ME | 100% | FALSE | 90381 | 0 | 0 | 0 | 0 | 0 | 0 | 90381 | 0 | 0 | 0 | 0 | 0
10767 | Rio Bravo Fresno | Rio Bravo Fresno | CA | 100% | FALSE | 185177.003 | 1215.233 | 0 | 1215.233 | 0 | 0 | 0 | 183961.77 | 0 | 1073.9185 | 0 | 0 | 0
10771 | Hopewell Power Station | Dominion | VA | 100% | TRUE | 294918.002 | 105.042 | 0 | 105.042 | 0 | 0 | 0 | 294812.96 | 0 | 98.8882 | 12.654 | 240.91 | 0
10772 | Rio Bravo Rocklin | Rio Bravo Rocklin | CA | 100% | FALSE | 164302.004 | 1166.254 | 0 | 1166.254 | 0 | 0 | 0 | 163135.75 | 0 | 1254.3368 | 0 | 0 | 0
10773 | Altavista Power Station | Dominion | VA | 100% | TRUE | 275603.002 | 612.332 | 0 | 612.332 | 0 | 0 | 0 | 274990.67 | 0 | 508.3507 | 10.775 | 223.963 | 0
10774 | Southampton Power Station | Dominion | VA | 100% | TRUE | 279158.997 | 1201.537 | 0 | 0 | 1201.537 | 0 | 0 | 277957.46 | 0 | 1532.3929 | 12.804 | 232.085 | 0
10776 | E F Oxnard Energy Facility | Atlantic Power Corporation | CA | 100% | FALSE | 163730 | 163730 | 0 | 163730 | 0 | 0 | 0 | 0 | 0 | 76245.1178 | 0 | 0 | 0
10781 | Koyle Ranch Hydroelectric Project | Koyle Hydro Inc | ID | 100% | FALSE | 4021 | 0 | 0 | 0 | 0 | 0 | 4021 | 0 | 0 | 0 | 0 | 0 | 0
10784 | Colstrip Energy LP | Colstrip Energy LP | MT | 100% | FALSE | 189923.996 | 189923.996 | 189428.67 | 0 | 495.326 | 0 | 0 | 0 | 0 | 283157.4422 | 0 | 0 | 1.09
10787 | Piedmont Hydro Power Project | Enel | SC | 100% | TRUE | 4194 | 0 | 0 | 0 | 0 | 0 | 4194 | 0 | 0 | 0 | 0 | 0 | 0
10789 | Sabine River Works | DuPont | TX | 100% | FALSE | 2873032.004 | 2857475.01 | 0 | 2857475.01 | 0 | 0 | 0 | 15556.994 | 0 | 934572.3897 | 0 | 0 | 0
10790 | Victoria Texas Plant | Invista | TX | 100% | FALSE | 367839 | 367839 | 0 | 367839 | 0 | 0 | 0 | 0 | 0 | 105403.9199 | 0 | 0 | 0
10795 | Camden South Carolina | Invista | SC | 100% | FALSE | 3525.262 | 3525.262 | 0 | 3525.087 | 0.175 | 0 | 0 | 0 | 0 | 871.5481 | 0 | 0 | 0
10798 | Fries Hydroelectric Project | Enel | VA | 100% | TRUE | 23449 | 0 | 0 | 0 | 0 | 0 | 23449 | 0 | 0 | 0 | 0 | 0 | 0
10799 | Pelzer Upper | Enel | SC | 100% | TRUE | 5466 | 0 | 0 | 0 | 0 | 0 | 5466 | 0 | 0 | 0 | 0 | 0 | 0
10800 | Pelzer Lower | Enel | SC | 100% | TRUE | 5466 | 0 | 0 | 0 | 0 | 0 | 5466 | 0 | 0 | 0 | 0 | 0 | 0
10801 | Ware Shoals Hydro Project | Enel | SC | 100% | TRUE | 4522 | 0 | 0 | 0 | 0 | 0 | 4522 | 0 | 0 | 0 | 0 | 0 | 0
10805 | Kenilworth Energy Facility | Atlantic Power Corporation | NJ | 100% | FALSE | 136768 | 136768 | 0 | 136768 | 0 | 0 | 0 | 0 | 0 | 68067.4401 | 0 | 93.517 | 0
10806 | Crystal Springs | Crystal Springs Hydro Elec LP | ID | 100% | FALSE | 11963 | 0 | 0 | 0 | 0 | 0 | 11963 | 0 | 0 | 0 | 0 | 0 | 0
10807 | Dietrich Drop | Enel | ID | 100% | TRUE | 6966 | 0 | 0 | 0 | 0 | 0 | 6966 | 0 | 0 | 0 | 0 | 0 | 0
10808 | Low Line Rapids | Enel | ID | 100% | TRUE | 9459 | 0 | 0 | 0 | 0 | 0 | 9459 | 0 | 0 | 0 | 0 | 0 | 0
10809 | Rock Creek II | Enel | ID | 100% | TRUE | 8860 | 0 | 0 | 0 | 0 | 0 | 8860 | 0 | 0 | 0 | 0 | 0 | 0
10810 | NTC/MCRD Energy Facility | Atlantic Power Corporation | CA | 100% | FALSE | 182058 | 182058 | 0 | 182058 | 0 | 0 | 0 | 0 | 0 | 80698.9429 | 0 | 0 | 0
10811 | Naval Station Energy Facility | Atlantic Power Corporation | CA | 90.58% | FALSE | 323748.9221 | 323748.9221 | 0 | 323748.9221 | 0 | 0 | 0 | 0 | 0 | 154782.1736 | 0 | 0 | 0
10812 | North Island Energy Facility | Atlantic Power Corporation | CA | 100% | FALSE | 300912 | 300912 | 0 | 300912 | 0 | 0 | 0 | 0 | 0 | 121857.2284 | 0 | 0 | 0
10817 | Port Leyden Hydroelectric Project | Empire Hydro Partners | NY | 100% | FALSE | 4707 | 0 | 0 | 0 | 0 | 0 | 4707 | 0 | 0 | 0 | 0 | 0 | 0
10819 | Ada Cogeneration LP | Olympus Power | MI | 100% | FALSE | 165704 | 165704 | 0 | 165704 | 0 | 0 | 0 | 0 | 0 | 75662.3673 | 0 | 0 | 0
10823 | Deer Island Treatment Plant | Massachusetts Wtr RAuth-Deer I | MA | 100% | FALSE | 43340.88 | 7938.525 | 0 | 0 | 7938.525 | 0 | 3915.45 | 28585.215 | 2901.69 | 2655.6205 | 0 | 39.753 | 0
10824 | Oakdale Power Station | Massachusetts Water Res Auth | MA | 100% | FALSE | 7817 | 0 | 0 | 0 | 0 | 0 | 7817 | 0 | 0 | 0 | 0 | 0 | 0
10825 | Cosgrove Intake and Power Station | Massachusetts Water Res Auth | MA | 100% | FALSE | 3524 | 0 | 0 | 0 | 0 | 0 | 3524 | 0 | 0 | 0 | 0 | 0 | 0
10838 | Springfield Power LLC | Springfield Power LLC | NH | 100% | FALSE | 137919 | 0 | 0 | 0 | 0 | 0 | 0 | 137919 | 0 | 0 | 0 | 0 | 0
10839 | DG Whitefield LLC | Korea EWP | NH | 100% | FALSE | 120955 | 0 | 0 | 0 | 0 | 0 | 0 | 120955 | 0 | 0 | 0 | 0 | 0
10840 | Covanta Delano Energy | Covanta | CA | 100% | FALSE | 0 | 0 | 0 | 0 | 0 | 0 | 0 | 0 | 0 | 0 | 0 | 0 | 0
10849 | Silver Bay Power | Cleveland Cliffs Inc | MN | 100% | FALSE | 400608.002 | 400608.002 | 390305.29 | 10247.826 | 54.886 | 0 | 0 | 0 | 0 | 421131.7384 | 1390.063 | 1384.716 | 0
10853 | Center Falls | Hollingworth & Vose Co | NY | 100% | FALSE | 3191 | 0 | 0 | 0 | 0 | 0 | 3191 | 0 | 0 | 0 | 0 | 0 | 0
10855 | Cargill Corn Milling Division | Cargill | IA | 100% | FALSE | 72360.526 | 72360.526 | 1872.934 | 70487.592 | 0 | 0 | 0 | 0 | 0 | 20743.1935 | 0 | 0 | 0
10860 | Archer Daniels Midland Clinton | Archer Daniels Midland Co | IA | 100% | FALSE | 677099.004 | 633833.209 | 633833.209 | 0 | 0 | 0 | 0 | 43265.795 | 0 | 444233.9916 | 0 | 0 | 46
10861 | Archer Daniels Midland Des Moines | Archer Daniels Midland Co | IA | 100% | FALSE | 26633 | 26633 | 26633 | 0 | 0 | 0 | 0 | 0 | 0 | 17704.7242 | 0 | 0 | 0
10862 | Archer Daniels Midland Lincoln | Archer Daniels Midland Co | NE | 100% | FALSE | 27122 | 27122 | 27122 | 0 | 0 | 0 | 0 | 0 | 0 | 19164.7122 | 0 | 0 | 0
10863 | Archer Daniels Midland Mankato | Archer Daniels Midland Co | MN | 100% | FALSE | 23314 | 23314 | 23314 | 0 | 0 | 0 | 0 | 0 | 0 | 15778.7097 | 0 | 0 | 0
10864 | Archer Daniels Midland Cedar Rapids | Archer Daniels Midland Co | IA | 100% | FALSE | 1019361.996 | 1019361.996 | 813271.04 | 206090.956 | 0 | 0 | 0 | 0 | 0 | 496449.2837 | 0 | 0 | 0
10865 | Archer Daniels Midland Decatur | Archer Daniels Midland Co | IL | 100% | FALSE | 1340591.998 | 1337791.196 | 1335915.37 | 1875.826 | 0 | 0 | 0 | 2800.802 | 0 | 766200.909 | 0 | 1911.377 | 0
10866 | Archer Daniels Midland Peoria | Archer Daniels Midland Co | IL | 100% | FALSE | 192567 | 192567 | 0 | 192567 | 0 | 0 | 0 | 0 | 0 | 45176.7571 | 0 | 18.589 | 0
10867 | Tate & Lyle Decatur Plant Cogen | Tate & Lyle Ingredients Americas Inc | IL | 100% | FALSE | 0 | 0 | 0 | 0 | 0 | 0 | 0 | 0 | 0 | 145554.9274 | 0 | 308.72 | 0
10869 | Biomass One LP | Biomass One LP | OR | 100% | FALSE | 116976 | 0 | 0 | 0 | 0 | 0 | 0 | 116976 | 0 | 0 | 0 | 0 | 0
10870 | Hazelton | Starwood Energy | PA | 100% | TRUE | 3859 | 3859 | 0 | 3104.843 | 754.157 | 0 | 0 | 0 | 0 | 3574.1076 | 0.166 | 4.033 | 0
10872 | Kings Falls Hydroelectric | Silverstreet Hydro | NY | 100% | FALSE | 2196 | 0 | 0 | 0 | 0 | 0 | 2196 | 0 | 0 | 0 | 0 | 0 | 0
10873 | Coso Finance Partners | Energy Capital Partners | CA | 100% | TRUE | 473943 | 0 | 0 | 0 | 0 | 0 | 0 | 0 | 473943 | 0 | 0 | 0 | 0
10874 | Coso Power Developers | Energy Capital Partners | CA | 100% | TRUE | 404007 | 0 | 0 | 0 | 0 | 0 | 0 | 0 | 404007 | 0 | 0 | 0 | 0
10875 | Coso Energy Developers | Energy Capital Partners | CA | 100% | TRUE | 271722 | 0 | 0 | 0 | 0 | 0 | 0 | 0 | 271722 | 0 | 0 | 0 | 0
10880 | Bidwell Ditch Project | Mega Renewables | CA | 100% | FALSE | 8974 | 0 | 0 | 0 | 0 | 0 | 8974 | 0 | 0 | 0 | 0 | 0 | 0
10881 | Roaring Creek Water Power | Shasta Hydroelectric Inc | CA | 100% | FALSE | 4043 | 0 | 0 | 0 | 0 | 0 | 4043 | 0 | 0 | 0 | 0 | 0 | 0
10882 | Hatchet Creek Project | Mega Renewables | CA | 100% | FALSE | 14389 | 0 | 0 | 0 | 0 | 0 | 14389 | 0 | 0 | 0 | 0 | 0 | 0
10883 | Medical Area Total Energy Plant | Medical Area Total Egy Plt Inc | MA | 100% | FALSE | 279415.002 | 279415.002 | 0 | 272121.23 | 7293.772 | 0 | 0 | 0 | 0 | 82639.1059 | 0 | 0 | 0
10884 | Olive View Medical Center | Los Angeles County | CA | 100% | FALSE | 18736.2 | 18736.2 | 0 | 18736.2 | 0 | 0 | 0 | 0 | 0 | 5000.866 | 0 | 0 | 0
10902 | Victory Mills | Enel | NY | 100% | TRUE | 7472 | 0 | 0 | 0 | 0 | 0 | 7472 | 0 | 0 | 0 | 0 | 0 | 0
10903 | Lockport Powerhouse | Metro Wtr Recl Dist Grtr Chi | IL | 100% | FALSE | 37561 | 0 | 0 | 0 | 0 | 0 | 37561 | 0 | 0 | 0 | 0 | 0 | 0
50006 | Linden Cogen Plant | Ares | NJ | 50% | TRUE | 2544425.0395 | 2544425.0395 | 0 | 2530407.4 | 14017.6395 | 0 | 0 | 0 | 0 | 902382.7632 | 6.998 | 229.6785 | 0
50006 | Linden Cogen Plant | Oaktree Capital | NJ | 50% | TRUE | 2544425.0395 | 2544425.0395 | 0 | 2530407.4 | 14017.6395 | 0 | 0 | 0 | 0 | 902382.7632 | 6.998 | 229.6785 | 0
50010 | Glen Ferris Hydro | Brookfield | WV | 100% | TRUE | 20589 | 0 | 0 | 0 | 0 | 0 | 20589 | 0 | 0 | 0 | 0 | 0 | 0
50026 | Corpus Refinery | Koch Industries | TX | 100% | FALSE | 287993 | 287993 | 0 | 287993 | 0 | 0 | 0 | 0 | 0 | 75489.4883 | 0 | 0 | 0
50028 | Plant 31 Paper Mill | Graphic Packaging International | LA | 100% | FALSE | 598601.985 | 278086.93 | 0 | 278086.93 | 0 | 0 | 0 | 320515.055 | 0 | 153316.6415 | 0 | 0 | 0
50031 | Mt Ida Hydroelectric | Ampersand Energy Partners | NY | 100% | FALSE | 8743 | 0 | 0 | 0 | 0 | 0 | 8743 | 0 | 0 | 0 | 0 | 0 | 0
50034 | Valley Falls Hydroelectric Facility | Valley Falls Associates | NY | 100% | FALSE | 9047 | 0 | 0 | 0 | 0 | 0 | 9047 | 0 | 0 | 0 | 0 | 0 | 0
50035 | MMWAC Resource Recovery Facility | Mid-Maine Waste Action Corp | ME | 100% | FALSE | 15837 | 261.422 | 0 | 261.422 | 0 | 0 | 0 | 15575.578 | 0 | 771.468 | 0 | 0 | 0
50036 | New Martinsville Hannibal Hydro | New Martinsville Hannibal Hydro | WV | 100% | FALSE | 195501 | 0 | 0 | 0 | 0 | 0 | 195501 | 0 | 0 | 0 | 0 | 0 | 0
50037 | Rio Bravo Hydro Project | Olcese Water District | CA | 100% | FALSE | 47733 | 0 | 0 | 0 | 0 | 0 | 47733 | 0 | 0 | 0 | 0 | 0 | 0
50041 | Norton Powerhouse | Saint - Gobain Abrasives Inc | MA | 100% | FALSE | 28027 | 28027 | 0 | 28027 | 0 | 0 | 0 | 0 | 0 | 14349.2464 | 0 | 0 | 0
50043 | Houston Chemical Complex Battleground | Occidental | TX | 100% | TRUE | 1850163.999 | 1823555.48 | 0 | 1823555.48 | 0 | 0 | 0 | 26608.519 | 0 | 613021.126 | 0 | 0 | 0
50047 | International Paper Jay Hydro | Eagle Creek RE LLC | ME | 100% | FALSE | 13422 | 0 | 0 | 0 | 0 | 0 | 13422 | 0 | 0 | 0 | 0 | 0 | 0
50049 | Humboldt Sawmill Company | Mendocino Forest Products | CA | 100% | FALSE | 69130 | 830.054 | 0 | 0 | 830.054 | 0 | 0 | 68299.946 | 0 | 2415.1269 | 0 | 0 | 0
50054 | Rice University | Rice University | TX | 100% | FALSE | 26597.2 | 26597.2 | 0 | 26597.2 | 0 | 0 | 0 | 0 | 0 | 7622.6299 | 0 | 0 | 0
50060 | Brown Station Road Plant I | Prince George's County | MD | 100% | FALSE | 1080.94 | 0 | 0 | 0 | 0 | 0 | 0 | 1080.94 | 0 | 0 | 0 | 0 | 0
50061 | San Diego State University | San Diego State University | CA | 100% | FALSE | 53877 | 53877 | 0 | 53877 | 0 | 0 | 0 | 0 | 0 | 22097.5905 | 0 | 0 | 0
50064 | Univ of Calif Santa Cruz Cogeneration | Santa Cruz Cogeneration Assoc | CA | 100% | FALSE | 32254 | 32254 | 0 | 32254 | 0 | 0 | 0 | 0 | 0 | 11881.4255 | 0 | 0 | 0
50066 | Calistoga Power Plant | Calpine | CA | 100% | TRUE | 468730 | 0 | 0 | 0 | 0 | 0 | 0 | 0 | 468730 | 0 | 0 | 0 | 0
50067 | Borger Plant | Sid Richardson Carbon Ltd | TX | 100% | FALSE | 71446 | 4403.725 | 0 | 4403.725 | 0 | 0 | 0 | 67042.275 | 0 | 28352.2205 | 0 | 0 | 0
50071 | Palm Beach Renewable Energy Facility 1 | Solid Waste Authority of Palm Beach Co | FL | 100% | FALSE | 258593.998 | 707.368 | 0 | 707.368 | 0 | 0 | 0 | 257886.63 | 0 | 1191.4505 | 0 | 0 | 0
50076 | Santa Felicia Dam | United Water Conservation Dist | CA | 100% | FALSE | 695 | 0 | 0 | 0 | 0 | 0 | 695 | 0 | 0 | 0 | 0 | 0 | 0
50079 | Goodyear Lake Plant | Enel | NY | 100% | TRUE | 4648 | 0 | 0 | 0 | 0 | 0 | 4648 | 0 | 0 | 0 | 0 | 0 | 0
50080 | Otis Hydro | Eagle Creek RE LLC | ME | 100% | FALSE | 53753 | 0 | 0 | 0 | 0 | 0 | 53753 | 0 | 0 | 0 | 0 | 0 | 0
50081 | International Paper Riley Hydro | Eagle Creek RE LLC | ME | 100% | FALSE | 24860 | 0 | 0 | 0 | 0 | 0 | 24860 | 0 | 0 | 0 | 0 | 0 | 0
50082 | International Paper Livermore Hydro | Eagle Creek RE LLC | ME | 100% | FALSE | 31047 | 0 | 0 | 0 | 0 | 0 | 31047 | 0 | 0 | 0 | 0 | 0 | 0
50087 | Univ of Massachusetts Medical Center | University of Massachusetts Medical | MA | 100% | FALSE | 75343.08 | 75343.08 | 0 | 74739.064 | 604.016 | 0 | 0 | 0 | 0 | 31544.1527 | 0 | 0 | 0
50088 | University of Northern Iowa | University of Northern Iowa | IA | 100% | FALSE | 13965 | 13965 | 5487.858 | 25.249 | 26.952 | 0 | 0 | 8424.941 | 0 | 12884.6706 | 0 | 0 | 0
50089 | Univ of San Francisco Cogen | University of San Francisco | CA | 100% | FALSE | 4704 | 4704 | 0 | 4704 | 0 | 0 | 0 | 0 | 0 | 2326.0345 | 0 | 0 | 0
50091 | Sheep Creek Hydro | Sheep Creek Hydro Inc | WA | 100% | FALSE | 7352 | 0 | 0 | 0 | 0 | 0 | 7352 | 0 | 0 | 0 | 0 | 0 | 0
50093 | Chateaugay High Falls Hydro | Enel | NY | 2% | TRUE | 150.78 | 0 | 0 | 0 | 0 | 0 | 150.78 | 0 | 0 | 0 | 0 | 0 | 0
50093 | Chateaugay High Falls Hydro | High Falls | NY | 98% | FALSE | 7388.22 | 0 | 0 | 0 | 0 | 0 | 7388.22 | 0 | 0 | 0 | 0 | 0 | 0
50094 | Veolia Energy Trenton L.P. | Veolia | NJ | 100% | FALSE | 1545.46 | 1545.46 | 0 | 1513.663 | 31.797 | 0 | 0 | 0 | 0 | 473.1177 | 0 | 0 | 0
50099 | Tamarack Energy Partnership | Tamarack Energy Partners | ID | 100% | FALSE | 19942 | 0 | 0 | 0 | 0 | 0 | 0 | 19942 | 0 | 0 | 0 | 0 | 0
50101 | WestRock (TX) | WestRock (TX) | TX | 100% | FALSE | 423340 | 59556.89 | 0 | 59556.89 | 0 | 0 | 0 | 363783.11 | 0 | 16049.2229 | 0 | 0 | 0
50105 | Ground Water Pumping Station | Portland City of | OR | 100% | FALSE | 0 | 0 | 0 | 0 | 0 | 0 | 0 | 0 | 0 | 0 | 0 | 0 | 0
50109 | Paris Energy Center | The Blackstone Group | TX | 100% | TRUE | 244796 | 244796 | 0 | 244796 | 0 | 0 | 0 | 0 | 0 | 130338.194 | 0.658 | 151.27 | 0
50110 | Sierra Pacific Burney Facility | Sierra Pacific Industries Inc | CA | 100% | FALSE | 98421 | 0 | 0 | 0 | 0 | 0 | 0 | 98421 | 0 | 0 | 0 | 0 | 0
50111 | Sierra Pacific Loyalton Facility | ARP-Loyalton Cogen LLC | CA | 100% | FALSE | 0 | 0 | 0 | 0 | 0 | 0 | 0 | 0 | 0 | 0 | 0 | 0 | 0
50112 | Sierra Pacific Quincy Facility | Sierra Pacific Industries Inc | CA | 100% | FALSE | 103459 | 0 | 0 | 0 | 0 | 0 | 0 | 103459 | 0 | 0 | 0 | 0 | 0
50115 | US Borax | U S Borax Inc | CA | 100% | FALSE | 301656 | 301656 | 0 | 301656 | 0 | 0 | 0 | 0 | 0 | 87831.1061 | 0 | 0 | 0
50118 | Hal C Weaver Power Plant | University of Texas at Austin | TX | 100% | FALSE | 333461 | 333461 | 0 | 333461 | 0 | 0 | 0 | 0 | 0 | 83684.6409 | 0 | 0 | 0
50119 | Phillips 66 Rodeo Refinery | Phillips 66 Company | CA | 100% | FALSE | 381283 | 110417.82 | 0 | 110417.82 | 0 | 0 | 0 | 270865.18 | 0 | 122503.2285 | 0 | 0 | 0
50121 | Valero Refinery Corpus Christi West | Valero | TX | 100% | FALSE | 172890 | 172890 | 0 | 30469.77 | 0 | 0 | 0 | 142420.23 | 0 | 223743.5079 | 0 | 0 | 0
50123 | Normanskill Hydro Project | Watervliet City of | NY | 100% | FALSE | 3102 | 0 | 0 | 0 | 0 | 0 | 3102 | 0 | 0 | 0 | 0 | 0 | 0
50126 | Ottauquechee Hydro | Ottauquechee Hydro Company, Inc. | VT | 100% | FALSE | 143 | 0 | 0 | 0 | 0 | 0 | 143 | 0 | 0 | 0 | 0 | 0 | 0
50127 | Signal Hill Generating LLC | Signal Hill Generating LLC | TX | 100% | FALSE | 0 | 0 | 0 | 0 | 0 | 0 | 0 | 0 | 0 | 1162.2282 | 0 | 0 | 0
50128 | Clear Lake Hydro Project | Yolo County Flood Control WCD | CA | 100% | FALSE | 0 | 0 | 0 | 0 | 0 | 0 | 0 | 0 | 0 | 0 | 0 | 0 | 0
50129 | Indian Valley Dam Hydro Project | Yolo County Flood Control WCD | CA | 100% | FALSE | 3600 | 0 | 0 | 0 | 0 | 0 | 3600 | 0 | 0 | 0 | 0 | 0 | 0
50131 | Coalinga Cogeneration | Silverado Energy | CA | 100% | FALSE | 0 | 0 | 0 | 0 | 0 | 0 | 0 | 0 | 0 | 0 | 0 | 0 | 0
50134 | Sycamore Cogeneration | Western Sierra Energy | CA | 100% | FALSE | 1239201 | 1239201 | 0 | 1239201 | 0 | 0 | 0 | 0 | 0 | 457501.7994 | 0 | 0 | 0
50136 | South Oaks Hospital | South Oak Hospital | NY | 100% | FALSE | 6035 | 6035 | 0 | 6035 | 0 | 0 | 0 | 0 | 0 | 1471.5752 | 0 | 0 | 0
50141 | Snider Industries | Snider Industries Inc | TX | 100% | FALSE | 17781 | 0 | 0 | 0 | 0 | 0 | 0 | 17781 | 0 | 0 | 0 | 0 | 0
50146 | Imperial Savannah LP | Imperial Savannah LP | GA | 100% | FALSE | 38432 | 38432 | 6045.279 | 32386.721 | 0 | 0 | 0 | 0 | 0 | 12158.0969 | 0 | 0 | 0
50147 | R E Badger Filtration Plant | Santa Fe Irrigation District | CA | 100% | FALSE | 0 | 0 | 0 | 0 | 0 | 0 | 0 | 0 | 0 | 0 | 0 | 0 | 0
50148 | Linde Wilmington | Praxair Inc | CA | 100% | FALSE | 0 | 0 | 0 | 0 | 0 | 0 | 0 | 0 | 0 | 0 | 0 | 0 | 0
50150 | Union Carbide Seadrift Cogen | Dow Chemical | TX | 100% | TRUE | 761513.055 | 745830.42 | 0 | 745830.42 | 0 | 0 | 0 | 15682.635 | 0 | 343893.8487 | 0 | 0 | 0
50152 | Dow St Charles Operations | Dow Chemical | LA | 100% | TRUE | 1977325.003 | 1961178.09 | 0 | 1961178.09 | 0 | 0 | 0 | 16146.913 | 0 | 549186.1578 | 0 | 0 | 0
50153 | Texas City Plant Union Carbide | Dow Chemical | TX | 100% | TRUE | 81370 | 0 | 0 | 0 | 0 | 0 | 0 | 81370 | 0 | 0 | 0 | 0 | 0
50156 | Bear Creek | Enel | CA | 100% | TRUE | 8280 | 0 | 0 | 0 | 0 | 0 | 8280 | 0 | 0 | 0 | 0 | 0 | 0
50157 | Sanford Dam | Boyce Hydro Power LLC | MI | 100% | FALSE | 11534 | 0 | 0 | 0 | 0 | 0 | 11534 | 0 | 0 | 0 | 0 | 0 | 0
50158 | Edenville | Boyce Hydro Power LLC | MI | 100% | FALSE | 21474 | 0 | 0 | 0 | 0 | 0 | 21474 | 0 | 0 | 0 | 0 | 0 | 0
50159 | Secord | Boyce Hydro Power LLC | MI | 100% | FALSE | 4967 | 0 | 0 | 0 | 0 | 0 | 4967 | 0 | 0 | 0 | 0 | 0 | 0
50160 | Smallwood | Boyce Hydro Power LLC | MI | 100% | FALSE | 4111 | 0 | 0 | 0 | 0 | 0 | 4111 | 0 | 0 | 0 | 0 | 0 | 0
50166 | International Paper Woronoco Mill | Swift River Hydro Operations Co., Inc | MA | 100% | FALSE | 0 | 0 | 0 | 0 | 0 | 0 | 0 | 0 | 0 | 0 | 0 | 0 | 0
50169 | Wichita Plant | Occidental | KS | 100% | TRUE | 0 | 0 | 0 | 0 | 0 | 0 | 0 | 0 | 0 | 0 | 0 | 0 | 0
50170 | Berry Cogen | LINN Energy | CA | 100% | FALSE | 251702 | 251702 | 0 | 251702 | 0 | 0 | 0 | 0 | 0 | 74306.1031 | 0 | 0 | 0
50175 | Emporia | Emporia Hydro Power LP | VA | 100% | FALSE | 5069 | 0 | 0 | 0 | 0 | 0 | 5069 | 0 | 0 | 0 | 0 | 0 | 0
50176 | Union Falls | Union Falls Hydro Power LP | NY | 100% | FALSE | 8530 | 0 | 0 | 0 | 0 | 0 | 8530 | 0 | 0 | 0 | 0 | 0 | 0
50177 | Blackstone/Tupperware | Blackstone Hydro Inc. | RI | 100% | FALSE | 2372 | 0 | 0 | 0 | 0 | 0 | 2372 | 0 | 0 | 0 | 0 | 0 | 0
50178 | Halifax | Ridgewood Power Management LLC | VA | 100% | FALSE | 2667 | 0 | 0 | 0 | 0 | 0 | 2667 | 0 | 0 | 0 | 0 | 0 | 0
50179 | Box Canyon Dam | Siskiyou Power Authority | CA | 100% | FALSE | 25294 | 0 | 0 | 0 | 0 | 0 | 25294 | 0 | 0 | 0 | 0 | 0 | 0
50180 | Olsen | Olsen Power Partners | CA | 100% | FALSE | 2541 | 0 | 0 | 0 | 0 | 0 | 2541 | 0 | 0 | 0 | 0 | 0 | 0
50184 | Columbus MS | International Paper | MS | 100% | TRUE | 556471.002 | 15244.082 | 0 | 13106.818 | 2137.264 | 0 | 0 | 541226.92 | 0 | 3960.6543 | 0 | 0 | 0
50185 | Cosmo Specialty Fibers Plant | Cosmo Specialty Fibers | WA | 100% | FALSE | 115967 | 5238.819 | 0 | 0 | 5238.819 | 0 | 0 | 110728.181 | 0 | 1983.9807 | 0 | 0 | 0
50187 | Nippon Dynawave Packaging Longview WA | Nippon Dynawave Packaging Co. | WA | 100% | FALSE | 251064.045 | 59401.926 | 23738.773 | 34434.442 | 1228.711 | 0 | 0 | 191662.119 | 0 | 23690.0911 | 0 | 0 | 0
50188 | International Paper Co. - New Bern Mill | International Paper | NC | 100% | TRUE | 213183.829 | 19549.949 | 0 | 19380.062 | 169.887 | 0 | 0 | 193633.88 | 0 | 5599.5574 | 0 | 0 | 0
50189 | Domtar Paper Co LLC Plymouth NC | Domtar | NC | 100% | FALSE | 438615.828 | 11555.988 | 0 | 8493.475 | 3062.513 | 0 | 0 | 427059.84 | 0 | 3549.0013 | 0 | 0 | 0
50190 | Domtar Paper Company Rothschild | Domtar | WI | 100% | FALSE | 8888.22 | 0 | 0 | 0 | 0 | 0 | 8888.22 | 0 | 0 | 0 | 0 | 0 | 0
50191 | IP Springfield Oregon | International Paper | OR | 38.46% | TRUE | 33495.7692 | 8548.8365 | 0 | 8548.8365 | 0 | 0 | 0 | 24946.9327 | 0 | 2367.6785 | 0 | 0 | 0
50192 | International Paper Valliant OK | International Paper | OK | 100% | TRUE | 408690.994 | 130147.52 | 0 | 130147.52 | 0 | 0 | 0 | 278543.474 | 0 | 52965.3695 | 0 | 0 | 0
50200 | B Braun Medical | B Braun Medical Inc | CA | 100% | FALSE | 34659 | 34659 | 0 | 34659 | 0 | 0 | 0 | 0 | 0 | 10163.7403 | 0 | 0 | 0
50201 | Multitrade Rabun Gap, LLC | Rockland Capital | GA | 100% | FALSE | 116861 | 0 | 0 | 0 | 0 | 0 | 0 | 116861 | 0 | 0 | 0 | 0 | 0
50203 | US Gypsum Oakfield | U S Gypsum Co | NY | 100% | FALSE | 28131.88 | 28131.88 | 0 | 28131.88 | 0 | 0 | 0 | 0 | 0 | 8944.2948 | 0 | 0 | 0
50205 | Williams Ignacio Natural Gas Plant | Williams Field Services Co | CO | 100% | FALSE | 41765 | 0 | 0 | 0 | 0 | 0 | 0 | 41765 | 0 | 0 | 0 | 0 | 0
50206 | Vallecito Hydroelectric | Ptarmigan Energy | CO | 100% | FALSE | 25883 | 0 | 0 | 0 | 0 | 0 | 25883 | 0 | 0 | 0 | 0 | 0 | 0
50215 | York County Resource Recovery | York County Solid W & R Auth | PA | 100% | FALSE | 233993.001 | 20193.441 | 0 | 20193.441 | 0 | 0 | 0 | 213799.56 | 0 | 22122.1372 | 0 | 0 | 0
50223 | Nelson Creek | Nelson Creek Power Inc | CA | 100% | FALSE | 2175 | 0 | 0 | 0 | 0 | 0 | 2175 | 0 | 0 | 0 | 0 | 0 | 0
50224 | Oxnard Wastewater Treatment Plant | Oxnard City of | CA | 100% | FALSE | 6033 | 1206.49 | 0 | 1206.49 | 0 | 0 | 0 | 4826.51 | 0 | 586.9001 | 0 | 0 | 0
50225 | Regional Waste Systems | Ecomaine | ME | 100% | FALSE | 82934 | 724.769 | 0 | 724.769 | 0 | 0 | 0 | 82209.231 | 0 | 891.3962 | 0 | 0 | 0
50228 | Rocky Brook Hydroelectric | Rocky Brook Electric Inc | WA | 100% | FALSE | 884 | 0 | 0 | 0 | 0 | 0 | 884 | 0 | 0 | 0 | 0 | 0 | 0
50229 | Texas Petrochemicals | TPC Group, LLC | TX | 100% | FALSE | 203633.003 | 192698.61 | 0 | 192698.61 | 0 | 0 | 0 | 10934.393 | 0 | 49365.1517 | 0 | 0 | 0
50230 | Robbins Lumber | Robbins Lumber Inc | ME | 100% | FALSE | 61 | 61 | 0 | 0 | 61 | 0 | 0 | 0 | 0 | 33.9952 | 0 | 0 | 0
50231 | SDS Lumber Gorge Energy Division | SDS Lumber Co | WA | 100% | FALSE | 551 | 0 | 0 | 0 | 0 | 0 | 0 | 551 | 0 | 0 | 0 | 0 | 0
50233 | San Dimas Wash Generating Station | San Gabriel Valley Mun Wtr Dt | CA | 100% | FALSE | 377 | 0 | 0 | 0 | 0 | 0 | 377 | 0 | 0 | 0 | 0 | 0 | 0
50234 | San Antonio Regional Hospital | San Antonio Regional Hospital | CA | 100% | FALSE | 13262.34 | 13262.34 | 0 | 13262.34 | 0 | 0 | 0 | 0 | 0 | 9744.9267 | 0 | 0 | 0
50240 | Purdue University | Purdue University | IN | 100% | FALSE | 144179.798 | 144179.798 | 26140.078 | 117928.98 | 110.74 | 0 | 0 | 0 | 0 | 50175.9465 | 0 | 237.293 | 0
50241 | Tenet Hospital | Tenet Hospital Ltd | TX | 100% | FALSE | 44 | 44 | 0 | 0 | 44 | 0 | 0 | 0 | 0 | 24.5385 | 0 | 0 | 0
50243 | Bucksport Generation LLC | Bucksport Generation LLC | ME | 52.44% | FALSE | 3331.0715 | 3331.0715 | 0 | 3200.0993 | 130.9721 | 0 | 0 | 0 | 0 | 1163.0432 | 0.1138 | 1.4762 | 0
50244 | Canton North Carolina | Blue Ridge Paper Products Inc | NC | 100% | FALSE | 336209.001 | 165956.053 | 127409.06 | 34724.374 | 3822.619 | 0 | 0 | 170252.948 | 0 | 85005.6144 | 0 | 0 | 0
50250 | International Paper Pensacola | International Paper | FL | 100% | TRUE | 421048.836 | 70467.217 | 0 | 70467.217 | 0 | 0 | 0 | 350581.619 | 0 | 18175.3186 | 0 | 0 | 0
50251 | Verso Paper Quinnesec Mich Mill | Verso Paper - Quinnesec | MI | 100% | FALSE | 339536.162 | 9750.862 | 160.188 | 9590.674 | 0 | 0 | 0 | 329785.3 | 0 | 3942.477 | 0 | 0 | 0
50252 | Sartell Dam | Eagle Creek RE LLC | MN | 100% | FALSE | 38356 | 0 | 0 | 0 | 0 | 0 | 38356 | 0 | 0 | 0 | 0 | 0 | 0
50254 | KapStone Kraft Paper Corp | KAPSTONE Kraft Paper Corp | NC | 100% | FALSE | 195893.489 | 42017.31 | 38723.823 | 2666.451 | 627.036 | 0 | 0 | 153876.179 | 0 | 19423.604 | 0 | 0 | 0
50260 | Oakwood Hospital & Medical Center | Oakwood Hospital Med Center | MI | 100% | FALSE | 20 | 20 | 0 | 0 | 20 | 0 | 0 | 0 | 0 | 23.5602 | 0 | 0 | 0
50261 | New Lahontan | US Bureau of Reclamation | NV | 100% | TRUE | 24401 | 0 | 0 | 0 | 0 | 0 | 24401 | 0 | 0 | 0 | 0 | 0 | 0
50267 | Redlands Water & Power | Redlands Water & Power Company | CO | 100% | FALSE | 8045 | 0 | 0 | 0 | 0 | 0 | 8045 | 0 | 0 | 0 | 0 | 0 | 0
50268 | Hewittville Hydroelectric | Brookfield | NY | 100% | TRUE | 16128 | 0 | 0 | 0 | 0 | 0 | 16128 | 0 | 0 | 0 | 0 | 0 | 0
50269 | Unionville Hydro Project 2499 NY | Brookfield | NY | 100% | TRUE | 16046 | 0 | 0 | 0 | 0 | 0 | 16046 | 0 | 0 | 0 | 0 | 0 | 0
50270 | ExxonMobil Santa Ynez Facility | Exxon Mobil | CA | 100% | TRUE | 0 | 0 | 0 | 0 | 0 | 0 | 0 | 0 | 0 | 0 | 0 | 0 | 0
50273 | Pioneer Valley Resource Recovery | Covanta | MA | 100% | FALSE | 38475 | 667.35 | 0 | 667.35 | 0 | 0 | 0 | 37807.65 | 0 | 1154.572 | 0 | 0 | 0
50274 | Simplot Leasing Don Plant | Simplot Leasing Corp | ID | 100% | FALSE | 68343 | 0 | 0 | 0 | 0 | 0 | 0 | 68343 | 0 | 0 | 0 | 0 | 0
50275 | Park 500 Philip Morris USA | Park 500 Philip Morris USA | VA | 100% | FALSE | 22071.535 | 22071.535 | 0 | 22071.535 | 0 | 0 | 0 | 0 | 0 | 15277.6965 | 0 | 0 | 0
50276 | Wintec Energy Ltd | Wintec Energy Ltd | CA | 100% | FALSE | 2044 | 0 | 0 | 0 | 0 | 0 | 0 | 0 | 2044 | 0 | 0 | 0 | 0
50278 | Worumbo Hydro Station | Eagle Creek RE LLC | ME | 100% | FALSE | 78853 | 0 | 0 | 0 | 0 | 0 | 78853 | 0 | 0 | 0 | 0 | 0 | 0
50279 | Archbald Power Station | PEI Power Corp | PA | 100% | FALSE | 248846.003 | 79847.549 | 0 | 79847.549 | 0 | 0 | 0 | 168998.454 | 0 | 50301.4087 | 0.246 | 32.086 | 0
50280 | Dahowa Hydro | Dahowa Hydro | NY | 100% | FALSE | 28464 | 0 | 0 | 0 | 0 | 0 | 28464 | 0 | 0 | 0 | 0 | 0 | 0
50281 | San Gorgonio Farms Wind Farm | San Gorgonio Farms Inc | CA | 100% | FALSE | 87582 | 0 | 0 | 0 | 0 | 0 | 0 | 0 | 87582 | 0 | 0 | 0 | 0
50282 | Luke Mill | Verso Luke LLC | MD | 100% | FALSE | 234260.003 | 118092.833 | 74135.901 | 41736.66 | 2220.272 | 0 | 0 | 116167.17 | 0 | 54551.202 | 0 | 1309.815 | 0
50285 | Lower Village Water Power Project | Sugar River Power LLC | NH | 100% | FALSE | 2007 | 0 | 0 | 0 | 0 | 0 | 2007 | 0 | 0 | 0 | 0 | 0 | 0
50290 | SEMASS Resource Recovery | SEMASS Partnership | MA | 100% | FALSE | 584328 | 6898.98 | 0 | 4025.455 | 2873.525 | 0 | 0 | 577429.02 | 0 | 8826.2122 | 0 | 0 | 0
50292 | Bethpage Power Plant | Calpine | NY | 100% | TRUE | 606395 | 606395 | 0 | 606395 | 0 | 0 | 0 | 0 | 0 | 329449.4492 | 1.665 | 216.324 | 0
50293 | Wadham Energy LP | Wadham Energy Ltd Partners | CA | 100% | FALSE | 187139.001 | 326.551 | 0 | 326.551 | 0 | 0 | 0 | 0 | 186812.45 | 263.994 | 0 | 0 | 0
50296 | Packaging Corp of America | Packaging Corp of America | TN | 100% | FALSE | 430606.209 | 55208.697 | 1472.95 | 53029.43 | 706.317 | 0 | 0 | 375397.512 | 0 | 16555.7586 | 0 | 37.503 | 0
50299 | AltaGas Ripon Energy Inc. | AltaGas | CA | 100% | FALSE | 19296 | 19296 | 0 | 19296 | 0 | 0 | 0 | 0 | 0 | 11255.4259 | 0 | 0 | 0
50300 | AltaGas Pomona Energy Inc. | AltaGas | CA | 100% | FALSE | 0 | 0 | 0 | 0 | 0 | 0 | 0 | 0 | 0 | 0 | 0 | 0 | 0
50304 | Shell Deer Park | Shell | TX | 100% | FALSE | 1423423.24 | 946723.33 | 0 | 946723.33 | 0 | 0 | 0 | 476699.91 | 0 | 791749.5249 | 0 | 0 | 0
50305 | LaFarge Alpena | Lafarge Corp | MI | 100% | FALSE | 167096.004 | 164132.663 | 7525.617 | 5530.006 | 0 | 0 | 0 | 154040.381 | 0 | 218448.4774 | 0 | 0 | 0
50307 | University of Oklahoma | University of Oklahoma | OK | 100% | FALSE | 2 | 2 | 0 | 2 | 0 | 0 | 0 | 0 | 0 | 0.58445 | 0 | 0 | 0
50308 | Utility Plants Section | Doyon Utilities, LLC | AK | 100% | FALSE | 106212 | 106212 | 106212 | 0 | 0 | 0 | 0 | 0 | 0 | 84381.3297 | 0 | 0 | 0
50310 | Standby Generation Plant | Pensacola Christian College | FL | 100% | FALSE | 119 | 119 | 0 | 119 | 0 | 0 | 0 | 0 | 0 | 103.7975 | 0 | 0 | 0
50311 | Passaic Valley Water Commission | Passaic Valley Water Comm | NJ | 100% | FALSE | 0 | 0 | 0 | 0 | 0 | 0 | 0 | 0 | 0 | 0 | 0 | 0 | 0
50312 | Pembroke Hydro | Eagle Creek RE LLC | NH | 100% | FALSE | 9872 | 0 | 0 | 0 | 0 | 0 | 9872 | 0 | 0 | 0 | 0 | 0 | 0
50315 | Chasm Hydro Partnership | Ampersand Chasm Hydro LLC | NY | 100% | FALSE | 229 | 0 | 0 | 0 | 0 | 0 | 229 | 0 | 0 | 0 | 0 | 0 | 0
50316 | Bunge North America East LLC | Bunge North America East LLC | IN | 100% | FALSE | 12506 | 12506 | 0 | 12506 | 0 | 0 | 0 | 0 | 0 | 3787.9079 | 0 | 0 | 0
50318 | Par Sterile Products | JHP Pharmaceuticals LLC | MI | 100% | FALSE | 0 | 0 | 0 | 0 | 0 | 0 | 0 | 0 | 0 | 12095.0403 | 0 | 0 | 0
50322 | Site 980 65 | Madera-Chowchilla Power Auth | CA | 100% | FALSE | 7399 | 0 | 0 | 0 | 0 | 0 | 7399 | 0 | 0 | 0 | 0 | 0 | 0
50323 | Marco Ranch | Marco Power Inc | ID | 100% | FALSE | 3442 | 0 | 0 | 0 | 0 | 0 | 3442 | 0 | 0 | 0 | 0 | 0 | 0
50324 | Newfound Hydroelectric | KTZ Hydro LLC | NH | 100% | FALSE | 6338 | 0 | 0 | 0 | 0 | 0 | 6338 | 0 | 0 | 0 | 0 | 0 | 0
50328 | Byllesby | Neshkoro Power Assc LLC | MN | 100% | FALSE | 14975 | 0 | 0 | 0 | 0 | 0 | 14975 | 0 | 0 | 0 | 0 | 0 | 0
50329 | West Point Treatment Plant | King County Dept-Natural Res | WA | 100% | FALSE | 9530 | 0 | 0 | 0 | 0 | 0 | 0 | 9530 | 0 | 0 | 0 | 0 | 0
50333 | Gay Robinson | Gay & Robinson Inc | HI | 100% | FALSE | 6553 | 0 | 0 | 0 | 0 | 0 | 6553 | 0 | 0 | 0 | 0 | 0 | 0
50337 | Mooseheart Power House | Moose International | IL | 100% | FALSE | 0 | 0 | 0 | 0 | 0 | 0 | 0 | 0 | 0 | 0 | 0 | 0 | 0
50341 | PCS Nitrogen Fertilizer LP | PCS Nitrogen LP | LA | 100% | FALSE | 0 | 0 | 0 | 0 | 0 | 0 | 0 | 0 | 0 | 0 | 0 | 0 | 0
50350 | Forks of Butte Hydro Project | HYPOWER INC | CA | 100% | FALSE | 61154 | 0 | 0 | 0 | 0 | 0 | 61154 | 0 | 0 | 0 | 0 | 0 | 0
50351 | Rolfe Canal Hydro | Briar-Hydro Associates | NH | 100% | FALSE | 22475 | 0 | 0 | 0 | 0 | 0 | 22475 | 0 | 0 | 0 | 0 | 0 | 0
50352 | Nacimiento Hydro Project | Monterey Cnty Water Res Agency | CA | 100% | FALSE | 17552 | 0 | 0 | 0 | 0 | 0 | 17552 | 0 | 0 | 0 | 0 | 0 | 0
50353 | Penacook Lower Falls | Briar-Hydro Associates | NH | 100% | FALSE | 22124 | 0 | 0 | 0 | 0 | 0 | 22124 | 0 | 0 | 0 | 0 | 0 | 0
50354 | Newport Hydro | Eagle Creek RE LLC | NY | 100% | FALSE | 8123 | 0 | 0 | 0 | 0 | 0 | 8123 | 0 | 0 | 0 | 0 | 0 | 0
50359 | Sloss Industries Corp | ERP Compliant Coke, LLC | AL | 100% | FALSE | 7082.94 | 782.44 | 0 | 782.44 | 0 | 0 | 0 | 6300.5 | 0 | 9051.4917 | 0 | 0 | 0
50360 | Michell Butte Power Project | Owyhee Irrigation District | OR | 100% | FALSE | 7363 | 0 | 0 | 0 | 0 | 0 | 7363 | 0 | 0 | 0 | 0 | 0 | 0
50361 | Owyhee Dam Power Project | Owyhee Irrigation District | OR | 100% | FALSE | 27930 | 0 | 0 | 0 | 0 | 0 | 27930 | 0 | 0 | 0 | 0 | 0 | 0
50362 | Tunnel 1 Power Project | Owyhee Irrigation District | OR | 100% | FALSE | 22861 | 0 | 0 | 0 | 0 | 0 | 22861 | 0 | 0 | 0 | 0 | 0 | 0
50363 | Mesquite Lake Energy Park Plant 2 | Mesquite Lake Energy Park | CA | 100% | FALSE | 0 | 0 | 0 | 0 | 0 | 0 | 0 | 0 | 0 | 0 | 0 | 0 | 0
50365 | Ridgewood Providence Power | Rhode Island LFG Genco | RI | 100% | FALSE | 0 | 0 | 0 | 0 | 0 | 0 | 0 | 0 | 0 | 0 | 0 | 0 | 0
50366 | University of Notre Dame | University of Notre Dame | IN | 100% | FALSE | 79412.597 | 79412.597 | 7689.882 | 71368.602 | 354.113 | 0 | 0 | 0 | 0 | 27448.1821 | 0 | 0 | 0
50368 | Cornell University Central Heat | Cornell University | NY | 100% | FALSE | 251584.005 | 251584.005 | 0 | 251490.458 | 93.547 | 0 | 0 | 0 | 0 | 68133.9152 | 0 | 3.626 | 0
50371 | The Mosaic Company, Plant City Facility | The Mosaic Company, Plant City Facility | FL | 100% | FALSE | 146254 | 0 | 0 | 0 | 0 | 0 | 0 | 146254 | 0 | 0 | 0 | 0 | 0
50373 | Paxton Creek Cogeneration | NRG | PA | 75.9% | TRUE | 668.679 | 668.679 | 0 | 583.7059 | 84.9731 | 0 | 0 | 0 | 0 | 368.088 | 0 | 0 | 0
50373 | Paxton Creek Cogeneration | NRG Yield Op. | PA | 24.1% | FALSE | 212.321 | 212.321 | 0 | 185.3401 | 26.9809 | 0 | 0 | 0 | 0 | 116.8764 | 0 | 0 | 0
50375 | East Portal Generator | Calleguas Mun Water District | CA | 100% | FALSE | 5895 | 0 | 0 | 0 | 0 | 0 | 5895 | 0 | 0 | 0 | 0 | 0 | 0
50380 | Upriver Dam Hydro Plant | City of Spokane | WA | 100% | FALSE | 50679 | 0 | 0 | 0 | 0 | 0 | 50679 | 0 | 0 | 0 | 0 | 0 | 0
50382 | Twin Reservoirs | Walla Walla City of | WA | 100% | FALSE | 11917 | 0 | 0 | 0 | 0 | 0 | 11917 | 0 | 0 | 0 | 0 | 0 | 0
50384 | Gregg Falls | Eagle Creek RE LLC | NH | 100% | FALSE | 9893 | 0 | 0 | 0 | 0 | 0 | 9893 | 0 | 0 | 0 | 0 | 0 | 0
50385 | Newark Bay Cogeneration Partnership LP | Riverstone | NJ | 100% | TRUE | 50748.46 | 50748.46 | 0 | 50748.46 | 0 | 0 | 0 | 0 | 0 | 27332.412 | 0.138 | 7.539 | 0
50386 | Windland | Windland Inc | CA | 100% | FALSE | 34410.42 | 0 | 0 | 0 | 0 | 0 | 0 | 0 | 34410.42 | 0 | 0 | 0 | 0
50388 | Phillips 66 Carbon Plant | Phillips 66 Company | CA | 100% | FALSE | 84765 | 0 | 0 | 0 | 0 | 0 | 0 | 84765 | 0 | 0 | 0 | 0 | 0
50389 | Port Allen (LA) | Placid Refining Co LLC | LA | 100% | FALSE | 49541 | 49541 | 0 | 49541 | 0 | 0 | 0 | 0 | 0 | 11355.3661 | 0 | 0 | 0
50392 | Eielson AFB Central Heat & Power Plant | US Air Force | AK | 100% | FALSE | 66839 | 66839 | 66772 | 0 | 67 | 0 | 0 | 0 | 0 | 34438.0703 | 0 | 0 | 0
50393 | Friant Hydro Facility | Friant Power Authority | CA | 100% | FALSE | 166258 | 0 | 0 | 0 | 0 | 0 | 166258 | 0 | 0 | 0 | 0 | 0 | 0
50395 | Georgia-Pacific Corp - Nekoosa Mill | Domtar | WI | 100% | FALSE | 201604.003 | 68083.883 | 0 | 68083.883 | 0 | 0 | 29704 | 103816.12 | 0 | 17444.5864 | 0 | 0 | 0
50396 | Dillard Complex | Roseburg Forest Products Co | OR | 100% | FALSE | 133895.998 | 6629.148 | 0 | 6629.148 | 0 | 0 | 0 | 127266.85 | 0 | 4591.988 | 0 | 0 | 0
50397 | P H Glatfelter | P H Glatfelter Co | PA | 100% | FALSE | 455261.912 | 164744.448 | 92696.357 | 71201.121 | 846.97 | 0 | 0 | 290517.464 | 0 | 77618.7654 | 0 | 435.434 | 0
50398 | International Paper Savanna Mill | International Paper | GA | 100% | TRUE | 633077.004 | 175677.989 | 7093.929 | 168584.06 | 0 | 0 | 0 | 457399.015 | 0 | 65872.5409 | 0 | 0 | 0
50400 | Sand Bar Power Plant | Tri-Dam Power Authority | CA | 100% | FALSE | 126136 | 0 | 0 | 0 | 0 | 0 | 126136 | 0 | 0 | 0 | 0 | 0 | 0
50404 | BP Chemicals Green Lake Plant | INEOS | TX | 100% | FALSE | 37746.27 | 0 | 0 | 0 | 0 | 0 | 0 | 37746.27 | 0 | 0 | 0 | 0 | 0
50406 | Somerset Plant | Sappi Fine Paper North America-Somerset | ME | 100% | FALSE | 526475.001 | 36011.311 | 0 | 27821.274 | 8190.037 | 0 | 0 | 490463.69 | 0 | 11005.7298 | 0 | 0 | 0
50407 | Mobile Energy Services LLC | DTE Energy | AL | 100% | TRUE | 314400 | 123426.7 | 0 | 123426.7 | 0 | 0 | 0 | 190973.3 | 0 | 80144.4795 | 0 | 0 | 0
50408 | Park Mill | N E W Hydro LLC | WI | 100% | FALSE | 12673 | 0 | 0 | 0 | 0 | 0 | 12673 | 0 | 0 | 0 | 0 | 0 | 0
50409 | Menominee Mill Marinette | N E W Hydro LLC | MI | 100% | FALSE | 16181 | 0 | 0 | 0 | 0 | 0 | 16181 | 0 | 0 | 0 | 0 | 0 | 0
50410 | Chester Operations | Kimberly-Clark Corp | PA | 100% | FALSE | 243020 | 243020 | 84012.367 | 59564.549 | 0 | 0 | 0 | 99443.084 | 0 | 115071.6072 | 0 | 212.026 | 0
50411 | Rutgers Biomedical and Health Cogen | Rutgers, The State University of NJ | NJ | 100% | FALSE | 64490 | 64490 | 0 | 64490 | 0 | 0 | 0 | 0 | 0 | 21158.8542 | 0 | 0 | 0
50413 | Olmsted Waste Energy | Olmsted County Public Works | MN | 100% | FALSE | 33333.04 | 268.887 | 0 | 237.887 | 31 | 0 | 0 | 33064.153 | 0 | 90.0245 | 0 | 0 | 0
50414 | Penacook Upper Falls Hydro | Briar-Hydro Associates | NH | 100% | FALSE | 15758 | 0 | 0 | 0 | 0 | 0 | 15758 | 0 | 0 | 0 | 0 | 0 | 0
50416 | Tannery Island Power | Ampersand Tannery Island Hydro, LLC | NY | 100% | FALSE | 9319 | 0 | 0 | 0 | 0 | 0 | 9319 | 0 | 0 | 0 | 0 | 0 | 0
50421 | Orchard Avenue 1 | Yakima-Tieton Irrigation Dist | WA | 100% | FALSE | 2790 | 0 | 0 | 0 | 0 | 0 | 2790 | 0 | 0 | 0 | 0 | 0 | 0
50423 | Cowiche | Yakima-Tieton Irrigation Dist | WA | 100% | FALSE | 3150 | 0 | 0 | 0 | 0 | 0 | 3150 | 0 | 0 | 0 | 0 | 0 | 0
50424 | Duluth Paper Mill | Verso Corporation | MN | 100% | FALSE | 48413.28 | 0 | 0 | 0 | 0 | 0 | 0 | 48413.28 | 0 | 0 | 0 | 0 | 0
50427 | Bronx Zoo | New York Zoological Society | NY | 100% | FALSE | 20215 | 20215 | 0 | 20215 | 0 | 0 | 0 | 0 | 0 | 7198.4394 | 0 | 0 | 0
50431 | University of Michigan | University of Michigan | MI | 100% | FALSE | 149025 | 149025 | 0 | 148997.718 | 27.282 | 0 | 0 | 0 | 0 | 39066.3671 | 0 | 0 | 0
50433 | Ada Dam | STS HydroPower Ltd-Ada Dam | MI | 100% | FALSE | 3708 | 0 | 0 | 0 | 0 | 0 | 3708 | 0 | 0 | 0 | 0 | 0 | 0
50435 | Sugarloaf Hydro Plant | STS HydroPower | CO | 100% | FALSE | 2600 | 0 | 0 | 0 | 0 | 0 | 2600 | 0 | 0 | 0 | 0 | 0 | 0
50436 | Cascade Dam | STS HydroPower | MI | 100% | FALSE | 4789 | 0 | 0 | 0 | 0 | 0 | 4789 | 0 | 0 | 0 | 0 | 0 | 0
50437 | French Landing Dam | STS HydroPower | MI | 100% | FALSE | 3001 | 0 | 0 | 0 | 0 | 0 | 3001 | 0 | 0 | 0 | 0 | 0 | 0
50439 | Oconto Falls Lower | N E W Hydro LLC | WI | 100% | FALSE | 11771 | 0 | 0 | 0 | 0 | 0 | 11771 | 0 | 0 | 0 | 0 | 0 | 0
50447 | S D Warren Westbrook | S D Warren Co.- Westbrook | ME | 100% | FALSE | 114749 | 10700.686 | 9618.998 | 0 | 1081.688 | 0 | 35674 | 68374.314 | 0 | 9241.8097 | 0 | 0 | 0
50449 | Indeck Silver Springs Energy Center | Indeck | NY | 100% | FALSE | 56777.01 | 56777.01 | 0 | 56777.01 | 0 | 0 | 0 | 0 | 0 | 32970.6722 | 0.167 | 30.97 | 0
50450 | Indeck Oswego Energy Center | Indeck | NY | 100% | FALSE | 55818 | 55818 | 0 | 55804.517 | 13.483 | 0 | 0 | 0 | 0 | 30390.4727 | 0.155 | 33.75 | 0
50451 | Indeck Yerkes Energy Center | Indeck | NY | 100% | FALSE | 48750 | 48750 | 0 | 48739.103 | 10.897 | 0 | 0 | 0 | 0 | 29249.8258 | 0.151 | 37.78 | 0
50456 | Procter & Gamble Cincinnati Plant | Procter & Gamble | OH | 100% | FALSE | 2488 | 2488 | 0 | 2488 | 0 | 0 | 0 | 0 | 0 | 5048.7905 | 0 | 0 | 0
50458 | Indeck Corinth Energy Center | Indeck | NY | 100% | FALSE | 671271.999 | 671271.999 | 0 | 668269.81 | 3002.189 | 0 | 0 | 0 | 0 | 306175.092 | 1.644 | 70.977 | 0
50461 | Cheboygan | Great Lakes Tissue Co | MI | 100% | FALSE | 6729 | 0 | 0 | 0 | 0 | 0 | 6729 | 0 | 0 | 0 | 0 | 0 | 0
50463 | Procter & Gamble Mehoopany Mill | Procter & Gamble | PA | 100% | FALSE | 941854.01 | 941854.01 | 0 | 941854.01 | 0 | 0 | 0 | 0 | 0 | 329541.9669 | 0 | 125.602 | 0
50464 | Oxnard | Procter & Gamble | CA | 100% | FALSE | 503526 | 503526 | 0 | 503526 | 0 | 0 | 0 | 0 | 0 | 207978.7731 | 0 | 0 | 0
50465 | Flint River Operations | Weyerhaeuser Co | GA | 100% | FALSE | 457629.418 | 61821.417 | 0 | 53907.673 | 7913.744 | 0 | 0 | 395808.001 | 0 | 16751.5314 | 0 | 0 | 0
50466 | Buckeye Florida LP | Buckeye Florida Ltd Partners | FL | 100% | FALSE | 306998.94 | 34769.521 | 0 | 32002.542 | 2766.979 | 0 | 0 | 272229.419 | 0 | 15078.5395 | 0 | 0 | 0
50468 | Rocky Mount Mill | Capitol Broadcasting Company Inc | NC | 100% | FALSE | 0 | 0 | 0 | 0 | 0 | 0 | 0 | 0 | 0 | 0 | 0 | 0 | 0
50472 | Covanta Niagara I, LLC | Covanta | NY | 100% | FALSE | 162319 | 12994.372 | 0 | 12994.372 | 0 | 0 | 0 | 149324.628 | 0 | 5178.1867 | 0 | 73.235 | 0
50474 | Swift Creek Chemical Complex | White Springs Agrici Chem Inc | FL | 100% | FALSE | 94707.19 | 14216.895 | 0 | 14198.334 | 18.561 | 0 | 0 | 80490.295 | 0 | 3646.705 | 0 | 0 | 0
50475 | Corpus Christi | Equistar Chemicals LP | TX | 100% | FALSE | 79360 | 79360 | 0 | 79360 | 0 | 0 | 0 | 0 | 0 | 74038.0764 | 0 | 0 | 0
50476 | Packaging of America Tomahawk Mill | PCA-Tomahawk Mill | WI | 100% | FALSE | 119714.335 | 45975.394 | 0 | 45593.624 | 381.77 | 0 | 18997.11 | 54741.831 | 0 | 13683.5211 | 0 | 0 | 0
50479 | Georgia-Pacific Big Island | Georgia Pacific | VA | 100% | FALSE | 54125.52 | 8021.346 | 0 | 8021.346 | 0 | 0 | 198.52 | 45905.654 | 0 | 2158.3571 | 0 | 6.206 | 0
50481 | Tennessee Eastman Operations | Eastman Chemical | TN | 100% | FALSE | 1098791.994 | 1079467.03 | 682322.87 | 397144.16 | 0 | 0 | 0 | 19324.964 | 0 | 512814.64 | 0 | 2224.177 | 0
50482 | Clewiston Sugar House | United States Sugar Corp | FL | 100% | FALSE | 240890.004 | 1412.314 | 0 | 0 | 1412.314 | 0 | 0 | 0 | 239477.69 | 800.8031 | 0 | 0 | 0
50485 | Altech III | Energy Capital Partners | CA | 100% | TRUE | 21522 | 0 | 0 | 0 | 0 | 0 | 0 | 0 | 21522 | 0 | 0 | 0 | 0
50487 | PPG Powerhouse A | Eagle 2 US LLC | LA | 100% | FALSE | 10495 | 0 | 0 | 0 | 0 | 0 | 0 | 10495 | 0 | 0 | 0 | 0 | 0
50488 | PPG Riverside | Eagle 2 US LLC | LA | 100% | FALSE | 278571 | 0 | 0 | 0 | 0 | 0 | 0 | 278571 | 0 | 0 | 0 | 0 | 0
50489 | PPG Powerhouse C | Eagle 2 US LLC | LA | 100% | FALSE | 1772379 | 1734904.32 | 0 | 1734904.32 | 0 | 0 | 0 | 37474.68 | 0 | 446945.1519 | 0 | 0 | 0
50490 | PPG Plant C Caustic | Eagle 2 US LLC | LA | 100% | FALSE | 14322 | 14322 | 0 | 14322 | 0 | 0 | 0 | 0 | 0 | 3054.1951 | 0 | 0 | 0
50491 | Axiall Natrium Plant | Westlake Chemical Natrium Plant | WV | 100% | FALSE | 543037.172 | 508560.72 | 0 | 508560.72 | 0 | 0 | 0 | 34476.452 | 0 | 138301.7626 | 0 | 522.372 | 0
50492 | Gas Utilization Facility | City of San Diego | CA | 100% | FALSE | 22094 | 0 | 0 | 0 | 0 | 0 | 2515 | 19579 | 0 | 0 | 0 | 0 | 0
50498 | Capitol District Energy Center | Capitol District Energy Center | CT | 100% | FALSE | 50173 | 50173 | 0 | 49542.799 | 630.201 | 0 | 0 | 0 | 0 | 33462.5358 | 0.141 | 22.627 | 0
50509 | PCS Phosphate | PCS Phosphate | NC | 100% | FALSE | 293577 | 0 | 0 | 0 | 0 | 0 | 0 | 293577 | 0 | 0 | 0 | 0 | 0
50512 | Glen Park Hydroelectric Project | Black River Hydroelectric, LLC | NY | 100% | FALSE | 187751 | 0 | 0 | 0 | 0 | 0 | 187751 | 0 | 0 | 0 | 0 | 0 | 0
50513 | Stillwater Reservoir Hydro | Stillwater Associates | NY | 100% | FALSE | 7397 | 0 | 0 | 0 | 0 | 0 | 7397 | 0 | 0 | 0 | 0 | 0 | 0
50514 | Fort Miller Hydroelectric Facility | Fort Miller Associates | NY | 100% | FALSE | 27350 | 0 | 0 | 0 | 0 | 0 | 27350 | 0 | 0 | 0 | 0 | 0 | 0
50530 | Equilon Los Angeles Refining | Tesoro | CA | 100% | FALSE | 413765.71 | 121994.099 | 0 | 121994.099 | 0 | 0 | 0 | 291771.611 | 0 | 163108.1972 | 0 | 0 | 0
50532 | Victory Garden (Tehachapi) | Wind Stream Operations LLC | CA | 100% | FALSE | 22929 | 0 | 0 | 0 | 0 | 0 | 0 | 0 | 22929 | 0 | 0 | 0 | 0
50533 | Painted Hills Wind Park | HH Management, LLC | CA | 100% | FALSE | 31822 | 0 | 0 | 0 | 0 | 0 | 0 | 0 | 31822 | 0 | 0 | 0 | 0
50536 | Sky River LLC | NextEra Energy | CA | 100% | TRUE | 138302 | 0 | 0 | 0 | 0 | 0 | 0 | 0 | 138302 | 0 | 0 | 0 | 0
50539 | Boltonville Hydro Associates | Boltonville Hydro Associates | VT | 100% | FALSE | 4729 | 0 | 0 | 0 | 0 | 0 | 4729 | 0 | 0 | 0 | 0 | 0 | 0
50540 | BP Carson Refinery | Tesoro Carson Refinery | CA | 100% | FALSE | 0 | 0 | 0 | 0 | 0 | 0 | 0 | 0 | 0 | 0 | 0 | 0 | 0
50541 | Harbor Cogen | Harbor Cogeneration Co. | CA | 100% | FALSE | 1585 | 1585 | 0 | 1585 | 0 | 0 | 0 | 0 | 0 | 1068.9507 | 0 | 0 | 0
50544 | Port Townsend Paper | Port Townsend Paper Co | WA | 100% | FALSE | 33856.337 | 2014.133 | 0 | 1307.129 | 707.004 | 0 | 0 | 31842.204 | 0 | 645.0735 | 0 | 0 | 0
50545 | Lawrence Hydroelectric Associates | Lawrence Hydroelectric Assoc | MA | 100% | FALSE | 76070 | 0 | 0 | 0 | 0 | 0 | 76070 | 0 | 0 | 0 | 0 | 0 | 0
50546 | Bowman | Nevada Irrigation District | CA | 100% | FALSE | 20462 | 0 | 0 | 0 | 0 | 0 | 20462 | 0 | 0 | 0 | 0 | 0 | 0
50552 | Cabazon Wind Farm | NextEra Energy | CA | 100% | TRUE | 56819 | 0 | 0 | 0 | 0 | 0 | 0 | 0 | 56819 | 0 | 0 | 0 | 0
50553 | Edom Hills Project 1 LLC | Olympus Power | CA | 100% | FALSE | 43827 | 0 | 0 | 0 | 0 | 0 | 0 | 0 | 43827 | 0 | 0 | 0 | 0
50555 | Rosemary Power Station | Dominion | NC | 100% | TRUE | 141550 | 141550 | 0 | 141170 | 380 | 0 | 0 | 0 | 0 | 78572.9034 | 0.758 | 91.763 | 0
50558 | Oklahoma Cogeneration Project | Oklahoma Cogeneration LLC | OK | 100% | FALSE | 116063 | 116063 | 0 | 116063 | 0 | 0 | 0 | 0 | 0 | 59448.5645 | 0 | 39.208 | 0
50563 | Settlers Hill Gas Recovery | Waste Management | IL | 100% | FALSE | 34840 | 0 | 0 | 0 | 0 | 0 | 0 | 34840 | 0 | 0 | 0 | 0 | 0
50564 | New Milford Gas Recovery | Waste Management | CT | 100% | FALSE | 8109 | 0 | 0 | 0 | 0 | 0 | 0 | 8109 | 0 | 0 | 0 | 0 | 0
50565 | Monroe Livingston Gas Recovery | Waste Management | NY | 100% | FALSE | 7577 | 0 | 0 | 0 | 0 | 0 | 0 | 7577 | 0 | 0 | 0 | 0 | 0
50566 | Milam Gas Recovery | Waste Management | IL | 100% | FALSE | 17828 | 17828 | 0 | 17828 | 0 | 0 | 0 | 0 | 0 | 11608.2557 | 0 | 0 | 0
50568 | High Acres Gas Recovery | Waste Management | NY | 100% | FALSE | 68204 | 0 | 0 | 0 | 0 | 0 | 0 | 68204 | 0 | 0 | 0 | 0 | 0
50569 | DFW Gas Recovery | Waste Management | TX | 100% | FALSE | 80503 | 0 | 0 | 0 | 0 | 0 | 0 | 80503 | 0 | 0 | 0 | 0 | 0
50570 | Chestnut Ridge Gas Recovery | Waste Management | TN | 100% | FALSE | 30882 | 0 | 0 | 0 | 0 | 0 | 0 | 30882 | 0 | 0 | 0 | 0 | 0
50571 | Altamont Gas Recovery | Waste Management | CA | 100% | FALSE | 41863 | 0 | 0 | 0 | 0 | 0 | 0 | 41863 | 0 | 0 | 0 | 0 | 0
50572 | CSL Gas Recovery | Waste Management | FL | 100% | FALSE | 38736 | 0 | 0 | 0 | 0 | 0 | 0 | 38736 | 0 | 0 | 0 | 0 | 0
50573 | CID Gas Recovery | Waste Management | IL | 100% | FALSE | 21159 | 0 | 0 | 0 | 0 | 0 | 0 | 21159 | 0 | 0 | 0 | 0 | 0
50575 | Lake Gas Recovery | Waste Management | IL | 100% | FALSE | 26072 | 0 | 0 | 0 | 0 | 0 | 0 | 26072 | 0 | 0 | 0 | 0 | 0
50576 | Metro Gas Recovery | Waste Management | WI | 100% | FALSE | 44592 | 0 | 0 | 0 | 0 | 0 | 0 | 44592 | 0 | 0 | 0 | 0 | 0
50577 | Omega Hills Gas Recovery | Waste Management | WI | 100% | FALSE | 90310 | 0 | 0 | 0 | 0 | 0 | 0 | 90310 | 0 | 0 | 0 | 0 | 0
50610 | Saint Johns Health Center | Saint John's Health Center | CA | 100% | FALSE | 14 | 14 | 0 | 14 | 0 | 0 | 0 | 0 | 0 | 6.2536 | 0 | 0 | 0
50611 | Westwood Generation LLC | Westwood Generation LLC | PA | 100% | FALSE | 21492 | 21492 | 21087.047 | 0 | 404.953 | 0 | 0 | 0 | 0 | 37275.0634 | 33.581 | 29.233 | 0.06
50620 | Flambeau River Papers | Flambeau River Papers | WI | 100% | FALSE | 31962 | 4054.189 | 4054.189 | 0 | 0 | 0 | 0 | 27907.811 | 0 | 2276.3088 | 0 | 0 | 0
50621 | Central Power Plant | State of Rhode Island | RI | 100% | FALSE | 27766 | 27766 | 0 | 27677.74 | 88.26 | 0 | 0 | 0 | 0 | 8327.2517 | 0 | 0 | 0
50622 | Berry Cogen Tanne Hills 18 | LINN Energy | CA | 100% | FALSE | 80132 | 80132 | 0 | 80132 | 0 | 0 | 0 | 0 | 0 | 40159.2344 | 0 | 0 | 0
50624 | Torrance Refining Company, LLC | Torrance Refining Company, LLC | CA | 100% | FALSE | 209249 | 0 | 0 | 0 | 0 | 0 | 0 | 209249 | 0 | 42215.5781 | 0 | 0 | 0
50625 | ExxonMobil Beaumont Refinery | Exxon Mobil | TX | 100% | TRUE | 4336698 | 4236604.19 | 0 | 4236604.19 | 0 | 0 | 0 | 100093.81 | 0 | 1810653.9627 | 12.974 | 425.245 | 0
50626 | Chalmette Refining LLC | Chalmette Refining LLC | LA | 100% | FALSE | 15668.41 | 0 | 0 | 0 | 0 | 0 | 0 | 15668.41 | 0 | 0 | 0 | 0 | 0
50627 | ExxonMobil Oil Joliet Refinery | Exxon Mobil | IL | 100% | TRUE | 194787.172 | 14689.22 | 0 | 14689.22 | 0 | 0 | 0 | 180097.952 | 0 | 123410.5741 | 0 | 56.325 | 0
50628 | Paulsboro Refinery | Paulsboro Refining Company - LLC | NJ | 100% | FALSE | 520276.31 | 520276.31 | 0 | 224848.26 | 0 | 0 | 0 | 295428.05 | 0 | 179197.1799 | 0 | 0 | 0
50629 | Covanta Lake County Energy | Covanta | FL | 100% | FALSE | 67250 | 737.743 | 0 | 737.743 | 0 | 0 | 0 | 66512.257 | 0 | 1077.659 | 0 | 0 | 0
50630 | Covanta Marion Inc | Covanta | OR | 100% | FALSE | 81145 | 1.081 | 0 | 1.081 | 0 | 0 | 0 | 81143.919 | 0 | 1.4027 | 0 | 0 | 0
50632 | Covanta Stanislaus Energy | Covanta | CA | 100% | FALSE | 153401 | 938.148 | 0 | 0 | 938.148 | 0 | 0 | 152462.852 | 0 | 1384.2651 | 0 | 0 | 0
50633 | Mosaic Co Bartow Facility | Mosaic Company | FL | 100% | FALSE | 298192 | 0 | 0 | 0 | 0 | 0 | 0 | 298192 | 0 | 0 | 0 | 0 | 0
50636 | Brainerd Public Utilities | Brainerd Public Utilities | MN | 100% | FALSE | 19401 | 0 | 0 | 0 | 0 | 0 | 19401 | 0 | 0 | 0 | 0 | 0 | 0
50637 | Clearwater Paper IPP Lewiston | Clearwater Paper Corporation | ID | 100% | FALSE | 346613.004 | 51739.793 | 0 | 51739.793 | 0 | 0 | 0 | 294873.211 | 0 | 13907.6979 | 0 | 0 | 0
50638 | Clearwater Paper APP CB | Clearwater Paper Corporation | AR | 100% | FALSE | 93055 | 25123.741 | 0 | 25123.741 | 0 | 0 | 0 | 67931.259 | 0 | 10338.8986 | 0 | 0 | 0
50639 | Sappi Cloquet Mill | Sappi Cloquet LLC | MN | 100% | FALSE | 460960.388 | 24988.796 | 0 | 24412.462 | 576.334 | 0 | 28522.89 | 407448.702 | 0 | 6890.0981 | 0 | 0 | 0
50647 | Covanta Indianapolis Energy | Covanta | IN | 100% | FALSE | 40612 | 957.515 | 0 | 957.515 | 0 | 0 | 0 | 39654.485 | 0 | 402.9167 | 0 | 0 | 0
50648 | Covanta Bristol Energy | Covanta | CT | 100% | FALSE | 104500 | 0 | 0 | 0 | 0 | 0 | 0 | 104500 | 0 | 0 | 0 | 0 | 0
50649 | Covanta Babylon Inc | Covanta | NY | 100% | FALSE | 114824 | 310.891 | 0 | 0 | 310.891 | 0 | 0 | 114513.109 | 0 | 534.9557 | 0 | 0 | 0
50650 | ReEnergy Stratton LLC | ReEnergy | ME | 100% | FALSE | 269129 | 0 | 0 | 0 | 0 | 0 | 0 | 269129 | 0 | 0 | 0 | 0 | 0
50652 | Lyonsdale Associates | Burrows Paper Corp | NY | 100% | FALSE | 13312 | 0 | 0 | 0 | 0 | 0 | 13312 | 0 | 0 | 0 | 0 | 0 | 0
50654 | Steamboat Hills LP | Ormat Nevada Inc | NV | 100% | FALSE | 85071 | 0 | 0 | 0 | 0 | 0 | 0 | 0 | 85071 | 0 | 0 | 0 | 0
50656 | Huntington Resource Recovery Facility | Huntington Resource Recovery | NY | 100% | FALSE | 193630 | 0 | 0 | 0 | 0 | 0 | 0 | 193630 | 0 | 0 | 0 | 0 | 0
50658 | Covanta Fairfax Energy | Covanta | VA | 100% | FALSE | 57565 | 861.809 | 0 | 861.809 | 0 | 0 | 0 | 56703.191 | 0 | 2258.4141 | 0 | 0 | 0
50661 | Covanta Haverhill | Covanta | MA | 100% | FALSE | 311067 | 1014.17 | 0 | 0 | 1014.17 | 0 | 0 | 310052.83 | 0 | 1576.9861 | 0 | 0 | 0
50662 | Onondaga County Resource Recovery | Covanta | NY | 100% | FALSE | 221322.004 | 652.404 | 0 | 652.404 | 0 | 0 | 0 | 220669.6 | 0 | 676.6709 | 0 | 0 | 0
50663 | Covanta Alexandria/Arlington Energy | Covanta | VA | 100% | FALSE | 150843 | 0 | 0 | 0 | 0 | 0 | 0 | 150843 | 0 | 0 | 0 | 0 | 0
50666 | Pasco Cnty Solid Waste Resource Recovery | Pasco County | FL | 100% | FALSE | 189811 | 541.361 | 0 | 541.361 | 0 | 0 | 0 | 189269.639 | 0 | 620.3304 | 0 | 0 | 0
50674 | Municipal Cogen Plant | Palm Springs City of | CA | 100% | FALSE | 2142 | 2142 | 0 | 2142 | 0 | 0 | 0 | 0 | 0 | 1317.4569 | 0 | 0 | 0
50688 | Gardiner | KEI (Maine) Power Management (III) LLC | ME | 100% | FALSE | 4739 | 0 | 0 | 0 | 0 | 0 | 4739 | 0 | 0 | 0 | 0 | 0 | 0
50690 | San Gorgonio Westwinds II LLC | Energy Capital Partners | CA | 100% | TRUE | 110549 | 0 | 0 | 0 | 0 | 0 | 0 | 0 | 110549 | 0 | 0 | 0 | 0
50696 | Plant No 1 Orange County | Orange County Sanitation Dist | CA | 100% | FALSE | 42281 | 3349.151 | 0 | 3349.151 | 0 | 0 | 0 | 38931.849 | 0 | 2060.6962 | 0 | 0 | 0
50699 | Pumpkin Hill | KEI (Maine) Power Management (II) LLC | ME | 100% | FALSE | 3748 | 0 | 0 | 0 | 0 | 0 | 3748 | 0 | 0 | 0 | 0 | 0 | 0
50700 | Lilliwaup Falls Generating | William G. Reed Jr | WA | 100% | FALSE | 6172 | 0 | 0 | 0 | 0 | 0 | 6172 | 0 | 0 | 0 | 0 | 0 | 0
50702 | Salmon Falls | Enel | ME | 100% | TRUE | 2428 | 0 | 0 | 0 | 0 | 0 | 2428 | 0 | 0 | 0 | 0 | 0 | 0
50704 | Somersworth Lower Great Dam | Somersworth Hydro Company, Inc. | NH | 100% | FALSE | 1821 | 0 | 0 | 0 | 0 | 0 | 1821 | 0 | 0 | 0 | 0 | 0 | 0
50707 | JM Shafer Generating Station | Tri-State | CO | 100% | TRUE | 433971 | 433971 | 0 | 433971 | 0 | 0 | 0 | 0 | 0 | 246529.3214 | 1.075 | 162.537 | 0
50709 | Thermo Greeley | Thermo Greeley LLC | CO | 100% | FALSE | 0 | 0 | 0 | 0 | 0 | 0 | 0 | 0 | 0 | 0 | 0 | 0 | 0
50711 | University of Alaska Fairbanks | University of Alaska | AK | 100% | FALSE | 42439 | 42439 | 37047.658 | 554.666 | 4836.676 | 0 | 0 | 0 | 0 | 26534.1309 | 0 | 0 | 0
50713 | Huntington Falls | Gaz Metro | VT | 100% | FALSE | 12165 | 0 | 0 | 0 | 0 | 0 | 12165 | 0 | 0 | 0 | 0 | 0 | 0
50718 | Notch Butte Hydro | Enel | ID | 100% | TRUE | 0 | 0 | 0 | 0 | 0 | 0 | 0 | 0 | 0 | 0 | 0 | 0 | 0
50721 | Tazewell Gas Recovery | Waste Management | IL | 100% | FALSE | 16725 | 0 | 0 | 0 | 0 | 0 | 0 | 16725 | 0 | 0 | 0 | 0 | 0
50722 | BP Naperville Cogeneration Facility | BP | IL | 100% | TRUE | 59777 | 59777 | 0 | 59777 | 0 | 0 | 0 | 0 | 0 | 20117.4308 | 0 | 0 | 0
50729 | Clairton Works | US Steel | PA | 100% | FALSE | 129243.996 | 13486.856 | 0 | 13486.856 | 0 | 0 | 0 | 115757.14 | 0 | 41412.9258 | 0 | 163.218 | 0
50732 | Mon Valley Works | US Steel | PA | 100% | FALSE | 282326.996 | 0 | 0 | 0 | 0 | 0 | 0 | 282326.996 | 0 | 94718.5502 | 0 | 37.962 | 0
50733 | Gary Works | US Steel | IN | 100% | FALSE | 993444.002 | 258719.502 | 0 | 242015.44 | 16704.062 | 0 | 0 | 734724.5 | 0 | 409149.248 | 0 | 144.438 | 0
50739 | Pinetree Power Tamworth | ENGIE | NH | 100% | FALSE | 155354 | 0 | 0 | 0 | 0 | 0 | 0 | 155354 | 0 | 0 | 0 | 0 | 0
50741 | Pontook Hydro Facility | Brookfield | NH | 100% | TRUE | 44958 | 0 | 0 | 0 | 0 | 0 | 44958 | 0 | 0 | 0 | 0 | 0 | 0
50743 | Starrett City Cogen Facility | Starrett City Inc | NY | 100% | FALSE | 68342.17 | 68342.17 | 0 | 64738.558 | 3603.612 | 0 | 0 | 0 | 0 | 28130.5321 | 0 | 0 | 0
50744 | Sterling Power Plant | Sterling Power Partners LP | NY | 100% | FALSE | 12374 | 12374 | 0 | 12372 | 2 | 0 | 0 | 0 | 0 | 7300.2594 | 0.033 | 7.079 | 0
50748 | Agnews Power Plant | Calpine | CA | 100% | TRUE | 20898 | 20898 | 0 | 20898 | 0 | 0 | 0 | 0 | 0 | 10347.5484 | 0 | 0 | 0
50751 | Southeast Kern River Cogen | Chevron | CA | 100% | FALSE | 125356 | 125356 | 0 | 125356 | 0 | 0 | 0 | 0 | 0 | 38164.0545 | 0 | 0 | 0
50752 | South Belridge Cogeneration Facility | Aera Energy LLC | CA | 100% | FALSE | 450628 | 450628 | 0 | 450628 | 0 | 0 | 0 | 0 | 0 | 156081.0685 | 0 | 0 | 0
50754 | Oak Creek Energy Systems I | Oak Creek Energy System Inc II | CA | 33.04% | FALSE | 20573.5304 | 0 | 0 | 0 | 0 | 0 | 0 | 0 | 20573.5304 | 0 | 0 | 0 | 0
50758 | Pejepscot Hydroelectric Project | Topsham Hydro Partners | ME | 100% | FALSE | 64869 | 0 | 0 | 0 | 0 | 0 | 64869 | 0 | 0 | 0 | 0 | 0 | 0
50759 | West End Dam Hydroelectric Project | Northbrook Carthage LLC | NY | 100% | FALSE | 25641 | 0 | 0 | 0 | 0 | 0 | 25641 | 0 | 0 | 0 | 0 | 0 | 0
50763 | Steamboat 1 | Ormat Nevada Inc | NV | 100% | FALSE | 0 | 0 | 0 | 0 | 0 | 0 | 0 | 0 | 0 | 0 | 0 | 0 | 0
50766 | Ormesa I | Ormat Nevada Inc | CA | 100% | FALSE | 64101 | 0 | 0 | 0 | 0 | 0 | 0 | 0 | 64101 | 0 | 0 | 0 | 0
50768 | Forestport | Ampersand Energy Partners | NY | 100% | FALSE | 12435 | 0 | 0 | 0 | 0 | 0 | 12435 | 0 | 0 | 0 | 0 | 0 | 0
50770 | Viking Energy of McBain | ENGIE | MI | 100% | FALSE | 143227.997 | 598.796 | 0 | 598.796 | 0 | 0 | 0 | 142629.201 | 0 | 380.4155 | 0 | 0 | 0
50772 | Viking Energy of Lincoln | ENGIE | MI | 100% | FALSE | 144388.002 | 63.867 | 0 | 63.867 | 0 | 0 | 0 | 144324.135 | 0 | 45.1776 | 0 | 0 | 0
50774 | Telogia Power | Telogia Power LLC | FL | 100% | FALSE | 91273 | 0 | 0 | 0 | 0 | 0 | 0 | 91273 | 0 | 0 | 0 | 0 | 0
50776 | Panther Creek Energy Facility | Olympus Power | PA | 100% | FALSE | 90684 | 90684 | 89706.797 | 0 | 977.203 | 0 | 0 | 0 | 0 | 126643.0022 | 69.033 | 69.569 | 0.2
50803 | Seminole Mill | RockTenn | FL | 100% | FALSE | 96602 | 96602 | 0 | 96602 | 0 | 0 | 0 | 0 | 0 | 25684.9167 | 0 | 0 | 0
50804 | Port Wentworth Mill | International Paper | GA | 100% | TRUE | 350406.748 | 35146.991 | 0 | 34904.347 | 242.644 | 0 | 0 | 315259.757 | 0 | 38517.7718 | 0 | 0 | 0
50806 | Florence Mill | WestRock-Florence | SC | 100% | FALSE | 458430.888 | 27111.918 | 13708.744 | 12218.571 | 1184.603 | 0 | 0 | 431318.97 | 0 | 10813.8451 | 0 | 374.72 | 0
50807 | WestRock Panama City Mill | WestRock Corp-Panama City | FL | 100% | FALSE | 249961.883 | 58104.389 | 13855.959 | 40451.345 | 3797.085 | 0 | 0 | 191857.494 | 0 | 20039.4967 | 0 | 0 | 0
50810 | Westrock Hodge (LA) | Westrock (LA) | LA | 100% | FALSE | 507093.137 | 137241.19 | 0 | 137241.19 | 0 | 0 | 0 | 369851.947 | 0 | 42535.9403 | 0 | 0 | 0
50813 | Hopewell Mill | RockTenn | VA | 100% | FALSE | 305492.996 | 55268.214 | 4504.116 | 50686.291 | 77.807 | 0 | 0 | 250224.782 | 0 | 42847.7375 | 0 | 0 | 0
50815 | Optim Energy Altura Cogen LLC | Optim Energy | TX | 100% | FALSE | 2984536 | 2984536 | 0 | 2984536 | 0 | 0 | 0 | 0 | 0 | 917169.3199 | 10.82 | 331.657 | 0
50820 | East Winds Project | Yavi Energy LLC | CA | 100% | FALSE | 6615 | 0 | 0 | 0 | 0 | 0 | 0 | 0 | 6615 | 0 | 0 | 0 | 0
50821 | Mojave 16 | Energy Capital Partners | CA | 100% | TRUE | 34238 | 0 | 0 | 0 | 0 | 0 | 0 | 0 | 34238 | 0 | 0 | 0 | 0
50822 | Mojave 17 | Energy Capital Partners | CA | 100% | TRUE | 28694 | 0 | 0 | 0 | 0 | 0 | 0 | 0 | 28694 | 0 | 0 | 0 | 0
50823 | Mojave 18 | Energy Capital Partners | CA | 100% | TRUE | 42156 | 0 | 0 | 0 | 0 | 0 | 0 | 0 | 42156 | 0 | 0 | 0 | 0
50831 | Nove Power Plant | Nove Investments I LLC | CA | 100% | FALSE | 1257 | 0 | 0 | 0 | 0 | 0 | 0 | 1257 | 0 | 0 | 0 | 0 | 0
50832 | Chicopee Hydroelectric Station | City of Chicopee - (MA) | MA | 100% | FALSE | 6605 | 0 | 0 | 0 | 0 | 0 | 6605 | 0 | 0 | 0 | 0 | 0 | 0
50846 | Gramercy Holdings LLC | Gramercy Holdings LLC | LA | 100% | FALSE | 237303 | 237303 | 0 | 237303 | 0 | 0 | 0 | 0 | 0 | 121336.6043 | 0 | 0 | 0
50850 | OLS Energy Chino | OLS Energy-Chino | CA | 100% | FALSE | 208895 | 208895 | 0 | 208895 | 0 | 0 | 0 | 0 | 0 | 83848.1688 | 0 | 0 | 0
50851 | CSUCI Site Authority | CSUCI Site Authority | CA | 100% | FALSE | 174440 | 174440 | 0 | 174440 | 0 | 0 | 0 | 0 | 0 | 74327.3185 | 0 | 0 | 0
50858 | Hillsborough County Resource Recovery | Hillsborough County | FL | 100% | FALSE | 265866 | 0 | 0 | 0 | 0 | 0 | 0 | 265866 | 0 | 0 | 0 | 0 | 0
50860 | Kent County Waste to Energy Facility | Kent County | MI | 100% | FALSE | 99480 | 569.578 | 0 | 569.578 | 0 | 0 | 0 | 98910.422 | 0 | 647.0396 | 0 | 0 | 0
50864 | Sargent Canyon Cogeneration | Viejo Energy | CA | 100% | FALSE | 0 | 0 | 0 | 0 | 0 | 0 | 0 | 0 | 0 | 0 | 0 | 0 | 0
50865 | Salinas River Cogeneration | Salinas River Cogeneration Co | CA | 100% | FALSE | 93679 | 93679 | 0 | 93679 | 0 | 0 | 0 | 0 | 0 | 38877.3702 | 0.371 | 6.239 | 0
50873 | Wheelabrator Concord Facility | Energy Capital Partners | NH | 100% | TRUE | 99358 | 0 | 0 | 0 | 0 | 0 | 0 | 99358 | 0 | 0 | 0 | 0 | 0
50876 | Wheelabrator Norwalk Energy | Energy Capital Partners | CA | 100% | TRUE | 34905 | 34905 | 0 | 34905 | 0 | 0 | 0 | 0 | 0 | 16866.3945 | 0 | 0 | 0
50877 | Wheelabrator North Andover | Energy Capital Partners | MA | 100% | TRUE | 242147 | 0 | 0 | 0 | 0 | 0 | 0 | 242147 | 0 | 0 | 0 | 0 | 0
50878 | Wheelabrator Millbury Facility | Energy Capital Partners | MA | 100% | TRUE | 293543 | 0 | 0 | 0 | 0 | 0 | 0 | 293543 | 0 | 0 | 0 | 0 | 0
50879 | Wheelabrator Frackville Energy | Energy Capital Partners | PA | 100% | TRUE | 369618.001 | 369618.001 | 359036.62 | 0 | 10581.381 | 0 | 0 | 0 | 0 | 584671.7722 | 532.507 | 390.545 | 2.21
50880 | Wheelabrator Saugus | Energy Capital Partners | MA | 100% | TRUE | 226284 | 0 | 0 | 0 | 0 | 0 | 0 | 226284 | 0 | 0 | 0 | 0 | 0
50881 | Wheelabrator Shasta | Energy Capital Partners | CA | 100% | TRUE | 398767 | 0 | 0 | 0 | 0 | 0 | 0 | 398767 | 0 | 0 | 0 | 0 | 0
50882 | Wheelabrator Westchester | Energy Capital Partners | NY | 100% | TRUE | 394250 | 0 | 0 | 0 | 0 | 0 | 0 | 394250 | 0 | 0 | 0 | 0 | 0
50883 | Wheelabrator Bridgeport | Energy Capital Partners | CT | 100% | TRUE | 466311 | 0 | 0 | 0 | 0 | 0 | 0 | 466311 | 0 | 0 | 0 | 0 | 0
50885 | Wheelabrator Gloucester LP | Energy Capital Partners | NJ | 100% | TRUE | 87146 | 0 | 0 | 0 | 0 | 0 | 0 | 87146 | 0 | 0 | 0 | 0 | 0
50886 | Spokane Waste to Energy | City of Spokane | WA | 100% | FALSE | 115875 | 0 | 0 | 0 | 0 | 0 | 0 | 115875 | 0 | 0 | 0 | 0 | 0
50887 | Wheelabrator South Broward | Energy Capital Partners | FL | 100% | TRUE | 435334 | 0 | 0 | 0 | 0 | 0 | 0 | 435334 | 0 | 0 | 0 | 0 | 0
50888 | Northampton Generating Company LP | Ares | PA | 100% | TRUE | 233002.003 | 189199.356 | 188028.75 | 0 | 1170.606 | 0 | 0 | 43802.647 | 0 | 207513.4392 | 150.242 | 114.208 | 0.14
50890 | Ivy River Hydro | Madison Hydro Partners | NC | 100% | FALSE | 0 | 0 | 0 | 0 | 0 | 0 | 0 | 0 | 0 | 0 | 0 | 0 | 0
50891 | El Dorado Hydro Elk Creek | Enel | ID | 50% | TRUE | 2301.5 | 0 | 0 | 0 | 0 | 0 | 2301.5 | 0 | 0 | 0 | 0 | 0 | 0
50891 | El Dorado Hydro Elk Creek | General Electric | ID | 50% | TRUE | 2301.5 | 0 | 0 | 0 | 0 | 0 | 2301.5 | 0 | 0 | 0 | 0 | 0 | 0
50892 | Rock Creek LP | Enel | CA | 50% | TRUE | 1196 | 0 | 0 | 0 | 0 | 0 | 1196 | 0 | 0 | 0 | 0 | 0 | 0
50892 | Rock Creek LP | General Electric | CA | 50% | TRUE | 1196 | 0 | 0 | 0 | 0 | 0 | 1196 | 0 | 0 | 0 | 0 | 0 | 0
50893 | Allegheny No. 5 Hydro Station | All Dams Generation, LLC | PA | 100% | FALSE | 37006 | 0 | 0 | 0 | 0 | 0 | 37006 | 0 | 0 | 0 | 0 | 0 | 0
50894 | Allegheny No 6 Hydro Station | All Dams Generation, LLC | PA | 100% | FALSE | 38905 | 0 | 0 | 0 | 0 | 0 | 38905 | 0 | 0 | 0 | 0 | 0 | 0
50895 | Bypass | Enel | ID | 50% | TRUE | 12919 | 0 | 0 | 0 | 0 | 0 | 12919 | 0 | 0 | 0 | 0 | 0 | 0
50895 | Bypass | General Electric | ID | 50% | TRUE | 12919 | 0 | 0 | 0 | 0 | 0 | 12919 | 0 | 0 | 0 | 0 | 0 | 0
50896 | S E Hazelton A | Enel | ID | 50% | TRUE | 10992 | 0 | 0 | 0 | 0 | 0 | 10992 | 0 | 0 | 0 | 0 | 0 | 0
50896 | S E Hazelton A | General Electric | ID | 50% | TRUE | 10992 | 0 | 0 | 0 | 0 | 0 | 10992 | 0 | 0 | 0 | 0 | 0 | 0
50897 | Allegheny Hydro No 8 | Allegheny Hydro LP | PA | 100% | FALSE | 92121 | 0 | 0 | 0 | 0 | 0 | 92121 | 0 | 0 | 0 | 0 | 0 | 0
50898 | Allegheny Hydro No 9 | Allegheny Hydro LP | PA | 100% | FALSE | 100228 | 0 | 0 | 0 | 0 | 0 | 100228 | 0 | 0 | 0 | 0 | 0 | 0
50900 | Covington Facility | WestRock Corp | VA | 100% | FALSE | 928862.008 | 310099.838 | 158320.31 | 149710.52 | 2069.008 | 0 | 0 | 618762.17 | 0 | 309599.4297 | 0 | 1022.073 | 0
50903 | Sagamore Plant Cogeneration | Tate & Lyle Ingredients Americas Inc | IN | 100% | FALSE | 27620.75 | 27620.75 | 0 | 27620.75 | 0 | 0 | 0 | 0 | 0 | 37855.1167 | 0 | 0 | 0
50904 | Fox Metro Water Reclamation District | Fox Metro Water Reclamation | IL | 100% | FALSE | 30.38 | 30.38 | 0 | 30.38 | 0 | 0 | 0 | 0 | 0 | 8.2407 | 0 | 0 | 0
50906 | Ford Utilities Center | University of New Mexico | NM | 100% | FALSE | 77884 | 77884 | 0 | 77884 | 0 | 0 | 0 | 0 | 0 | 20401.5882 | 0 | 0 | 0
50907 | Oswego County Energy Recovery | Oswego County | NY | 100% | FALSE | 10357.66 | 0 | 0 | 0 | 0 | 0 | 0 | 10357.66 | 0 | 0 | 0 | 0 | 0
50917 | Middle Fork Irrigation District | Middle Fork Irrigation Dist | OR | 100% | FALSE | 25447 | 0 | 0 | 0 | 0 | 0 | 25447 | 0 | 0 | 0 | 0 | 0 | 0
50920 | Erie Coke | Erie Coke Corp | PA | 100% | FALSE | 2620 | 858.883 | 0 | 858.883 | 0 | 0 | 0 | 1761.117 | 0 | 1072.0669 | 0 | 0 | 0
50921 | Co-Gen LLC | Co-Generation Co | OR | 100% | FALSE | 0 | 0 | 0 | 0 | 0 | 0 | 0 | 0 | 0 | 0 | 0 | 0 | 0
50931 | Yellowstone Energy LP | Yellowstone Energy LP | MT | 100% | FALSE | 459442.997 | 459442.997 | 0 | 0 | 368.775 | 0 | 0 | 459074.222 | 0 | 537192.7261 | 0 | 0 | 0
50932 | Des Moines Wastewater Reclamation Fac | Des Moines Metro WRF | IA | 100% | FALSE | 7471 | 43.264 | 0 | 43.264 | 0 | 0 | 0 | 7427.736 | 0 | 11.1045 | 0 | 0 | 0
50933 | Rhinelander Mill | Expera Specialty Solutions | WI | 100% | FALSE | 44290.382 | 34358.002 | 25055.485 | 9237.327 | 65.19 | 0 | 9932.38 | 0 | 0 | 13919.7066 | 0 | 0 | 0
50935 | Caterpillar | Caterpillar | IN | 100% | FALSE | 33826 | 33826 | 0 | 33561.51 | 264.49 | 0 | 0 | 0 | 0 | 19930.1663 | 0 | 0 | 0
50936 | Winnebago County Landfill Gas | Winnebago County | WI | 100% | FALSE | 24405 | 0 | 0 | 0 | 0 | 0 | 0 | 24405 | 0 | 0 | 0 | 0 | 0
50937 | William Beaumont Hospital | William Beaumont Hospital | MI | 100% | FALSE | 9.8 | 9.8 | 0 | 0 | 9.8 | 0 | 0 | 0 | 0 | 270.2496 | 0 | 0 | 0
50938 | Galesville Project | Douglas County | OR | 100% | FALSE | 7626 | 0 | 0 | 0 | 0 | 0 | 7626 | 0 | 0 | 0 | 0 | 0 | 0
50942 | Lagoon Cogeneration Facility | Lagoon Corp | UT | 100% | FALSE | 0 | 0 | 0 | 0 | 0 | 0 | 0 | 0 | 0 | 0 | 0 | 0 | 0
50952 | Saint Francis Hospital | St Francis Hospital | IL | 100% | FALSE | 0 | 0 | 0 | 0 | 0 | 0 | 0 | 0 | 0 | 0 | 0 | 0 | 0
50955 | Rousselot Inc | Rousselot Inc | MA | 100% | FALSE | 14637 | 14636.748 | 0 | 14623.855 | 12.893 | 0 | 0 | 0.252 | 0 | 3858.3763 | 0 | 0 | 0
50956 | Bowater Newsprint Calhoun Operation | Resolute Forest Products | TN | 100% | FALSE | 300584.47 | 34130.233 | 0 | 34130.233 | 0 | 0 | 0 | 266454.237 | 0 | 10124.7578 | 0 | 13.404 | 0
50963 | Naval Hospital Medical Center | Department of the Navy | CA | 100% | FALSE | 29911 | 29911 | 0 | 29911 | 0 | 0 | 0 | 0 | 0 | 13549.6081 | 0 | 0 | 0
50964 | Amedee Geothermal Venture I | Amedee Gethrm Venture I LP | CA | 100% | FALSE | 0 | 0 | 0 | 0 | 0 | 0 | 0 | 0 | 0 | 0 | 0 | 0 | 0
50965 | Toledo Ref Power Recovery Train | Toledo Refining Company | OH | 100% | FALSE | 335.62 | 335.62 | 0 | 0 | 0 | 0 | 0 | 335.62 | 0 | 170.4224 | 0 | 0 | 0
50966 | Bellmeade Power Station | Dominion | VA | 100% | TRUE | 179660.005 | 179660.005 | 0 | 179040.72 | 619.285 | 0 | 0 | 0 | 0 | 96427.687 | 0.831 | 21.398 | 0
50969 | MU Combined Heat and Power Plant | Curators of the University of Missouri | MO | 100% | FALSE | 172891 | 116527.44 | 22391.344 | 94114.205 | 21.891 | 0 | 0 | 56363.56 | 0 | 41382.753 | 0 | 0 | 0
50971 | Tropicana Products Bradent | Tropicana Products Inc | FL | 100% | FALSE | 179479 | 179479 | 0 | 179479 | 0 | 0 | 0 | 0 | 0 | 44622.9951 | 0 | 0 | 0
50972 | Marsh Valley Development | Marsh Valley Development Inc | ID | 100% | FALSE | 7588 | 0 | 0 | 0 | 0 | 0 | 7588 | 0 | 0 | 0 | 0 | 0 | 0
50973 | Motiva Enterprises Port Arthur Refinery | Motiva Enterprises LLC | TX | 100% | FALSE | 1763275.53 | 1606808.46 | 0 | 1606808.46 | 0 | 0 | 0 | 156467.07 | 0 | 452863.2232 | 0 | 0 | 0
50980 | Siphon Power Project | Central Oregon Irrigation Dist | OR | 100% | FALSE | 26373 | 0 | 0 | 0 | 0 | 0 | 26373 | 0 | 0 | 0 | 0 | 0 | 0
50985 | Solano County Cogen Plant | Solano County | CA | 100% | FALSE | 8082 | 8082 | 0 | 8082 | 0 | 0 | 0 | 0 | 0 | 3885.3934 | 0 | 0 | 0
50987 | Rock Creek I | Shorock Hydro Inc | ID | 100% | FALSE | 12567 | 0 | 0 | 0 | 0 | 0 | 12567 | 0 | 0 | 0 | 0 | 0 | 0
50990 | Marathon Electric | Marathon Electric Mfg Corp | WI | 100% | FALSE | 0 | 0 | 0 | 0 | 0 | 0 | 0 | 0 | 0 | 0 | 0 | 0 | 0
50993 | Co-Gen II LLC | Co-Gen II | OR | 100% | FALSE | 0 | 0 | 0 | 0 | 0 | 0 | 0 | 0 | 0 | 0 | 0 | 0 | 0
50997 | Gallup Refinery | Andeavor | NM | 100% | FALSE | 0 | 0 | 0 | 0 | 0 | 0 | 0 | 0 | 0 | 0 | 0 | 0 | 0
51008 | Enterprise Sugar Factory | M.A. Patout & Son Limited, LLC | LA | 100% | FALSE | 0 | 0 | 0 | 0 | 0 | 0 | 0 | 0 | 0 | 0 | 0 | 0 | 0
51030 | Ocean State Power | LS Power | RI | 100% | TRUE | 513404.001 | 513404.001 | 0 | 506707.64 | 6696.361 | 0 | 0 | 0 | 0 | 248810.6616 | 1.314 | 49.665 | 0
51033 | West Delaware Tunnel Plant | Brookfield | NY | 100% | TRUE | 28254 | 0 | 0 | 0 | 0 | 0 | 28254 | 0 | 0 | 0 | 0 | 0 | 0
51034 | Little Falls Hydro | Little Falls Hydroelec Assoc | NY | 100% | FALSE | 62114 | 0 | 0 | 0 | 0 | 0 | 62114 | 0 | 0 | 0 | 0 | 0 | 0
51035 | Hofstra University | Hofstra University | NY | 100% | FALSE | 0 | 0 | 0 | 0 | 0 | 0 | 0 | 0 | 0 | 0 | 0 | 0 | 0
52006 | LaO Energy Systems | Dow Chemical | LA | 100% | TRUE | 1722810 | 1395163.49 | 0 | 1395163.49 | 0 | 0 | 0 | 327646.51 | 0 | 728354.0749 | 0 | 0 | 0
52007 | Mecklenburg Power Station | Dominion | VA | 100% | TRUE | 151101.996 | 151101.996 | 149788.55 | 0 | 1313.446 | 0 | 0 | 0 | 0 | 213003.427 | 95.484 | 287.469 | 0.1
52010 | Lee County Solid Waste Energy | Lee County Board-Commissioners | FL | 100% | FALSE | 315253.002 | 1185.012 | 0 | 0 | 1185.012 | 0 | 0 | 314067.99 | 0 | 1839.6773 | 0 | 0 | 0
52015 | Terra-Gen Dixie Valley | Energy Capital Partners | NV | 100% | TRUE | 483249 | 0 | 0 | 0 | 0 | 0 | 0 | 0 | 483249 | 0 | 0 | 0 | 0
52019 | Doswell Energy Center | LS Power | VA | 100% | TRUE | 4086452.761 | 4086452.761 | 0 | 4075740.87 | 10711.891 | 0 | 0 | 0 | 0 | 2118162.6761 | 12.244 | 647.245 | 0
52021 | ITT Cogen Facility | Illinois Institute-Technology | IL | 100% | FALSE | 113 | 113 | 0 | 113 | 0 | 0 | 0 | 0 | 0 | 104.382 | 0 | 0 | 0
52024 | Rhode Island Hospital | Rhode Island Hospital | RI | 100% | FALSE | 23530 | 23530 | 0 | 21098.977 | 2431.023 | 0 | 0 | 0 | 0 | 7530.0929 | 0 | 0 | 0
52028 | Puna Geothermal Venture I | Puna Geothermal Venture | HI | 100% | FALSE | 322592 | 0 | 0 | 0 | 0 | 0 | 0 | 0 | 322592 | 0 | 0 | 0 | 0
52031 | Alliance Refinery | Phillips 66 | LA | 100% | FALSE | 21645.55 | 6320.819 | 0 | 6320.819 | 0 | 0 | 0 | 15324.731 | 0 | 21419.2551 | 0 | 0 | 0
52033 | Moretown Generating Station | Ampersand Energy Partners | VT | 100% | FALSE | 0 | 0 | 0 | 0 | 0 | 0 | 0 | 0 | 0 | 0 | 0 | 0 | 0
52034 | Bunge Oil | CSL Behring LLC | IL | 100% | FALSE | 10409 | 10409 | 0 | 10409 | 0 | 0 | 0 | 0 | 0 | 7157.5282 | 0 | 0 | 0
52039 | Quail Creek Hydro Plant #1 | Washington Cnty Wtr Consv Dist | UT | 100% | FALSE | 11178 | 0 | 0 | 0 | 0 | 0 | 11178 | 0 | 0 | 0 | 0 | 0 | 0
52048 | Vanderbilt University Power Plant | Vanderbilt University | TN | 100% | FALSE | 92726 | 92726 | 0 | 92726 | 0 | 0 | 0 | 0 | 0 | 23659.3456 | 0 | 0 | 0
52049 | Clifton Dam 3 Power Station | Converse Energy Inc | SC | 100% | FALSE | 2881 | 0 | 0 | 0 | 0 | 0 | 2881 | 0 | 0 | 0 | 0 | 0 | 0
52051 | I 95 Municipal Landfill Phase I | Ares | VA | 100% | TRUE | 13824 | 0 | 0 | 0 | 0 | 0 | 0 | 13824 | 0 | 0 | 0 | 0 | 0
52057 | Herkimer | ECOsponsible LLC | NY | 100% | FALSE | 0 | 0 | 0 | 0 | 0 | 0 | 0 | 0 | 0 | 0 | 0 | 0 | 0
52058 | Ogdensburg | Ampersand Energy Partners | NY | 100% | FALSE | 13878 | 0 | 0 | 0 | 0 | 0 | 13878 | 0 | 0 | 0 | 0 | 0 | 0
52061 | Hartford Hospital Cogeneration | Hartford Steam Co | CT | 100% | FALSE | 47828 | 47828 | 0 | 47788.72 | 39.28 | 0 | 0 | 0 | 0 | 15752.8786 | 0 | 0 | 0
52063 | Martinez Sulfuric Acid Regeneration Plt | Eco Services Corp. | CA | 100% | FALSE | 10610 | 0 | 0 | 0 | 0 | 0 | 0 | 10610 | 0 | 0 | 0 | 0 | 0
52064 | Dominguez Plant | Eco Services Corp. | CA | 100% | FALSE | 152 | 0 | 0 | 0 | 0 | 0 | 0 | 152 | 0 | 0 | 0 | 0 | 0
52065 | Houston Plant | Eco Services Corp. | TX | 100% | FALSE | 59868.4 | 0 | 0 | 0 | 0 | 0 | 0 | 59868.4 | 0 | 0 | 0 | 0 | 0
52068 | Great Falls Hydro Project | Eagle Creek RE LLC | NJ | 100% | FALSE | 13633 | 0 | 0 | 0 | 0 | 0 | 13633 | 0 | 0 | 0 | 0 | 0 | 0
52069 | Point Comfort Operations | Alcoa | TX | 100% | FALSE | 0 | 0 | 0 | 0 | 0 | 0 | 0 | 0 | 0 | 0 | 0 | 0 | 0
52071 | Sandow No 5 | Vistra Energy | TX | 100% | TRUE | 4482754.049 | 4482754.049 | 4477332.2 | 0 | 5421.849 | 0 | 0 | 0 | 0 | 4743914.075 | 2452.128 | 1587.947 | 120.94
52072 | Radford Army Ammunition Plant | US Army | VA | 100% | FALSE | 24679 | 24679 | 12469.735 | 12097.63 | 111.635 | 0 | 0 | 0 | 0 | 199409.5413 | 0 | 0 | 0
52073 | UCLA So Campus Cogen Project | University of California-LA | CA | 100% | FALSE | 257732.832 | 255311.971 | 0 | 255311.971 | 0 | 0 | 0 | 2420.861 | 0 | 70420.476 | 0 | 0 | 0
52076 | McKittrick Cogen | Chevron | CA | 100% | FALSE | 76692 | 76692 | 0 | 76692 | 0 | 0 | 0 | 0 | 0 | 53546.3083 | 0 | 0 | 0
52077 | Lost Hills Cogeneration Plant | Aera Energy LLC | CA | 100% | FALSE | 38690 | 38690 | 0 | 38690 | 0 | 0 | 0 | 0 | 0 | 18402.4925 | 0 | 0 | 0
52078 | North Midway Cogen | Chevron | CA | 100% | FALSE | 0 | 0 | 0 | 0 | 0 | 0 | 0 | 0 | 0 | 0 | 0 | 0 | 0
52081 | Cymric 31X Cogen | Chevron | CA | 100% | FALSE | 45069 | 45069 | 0 | 45069 | 0 | 0 | 0 | 0 | 0 | 11109.9575 | 0 | 0 | 0
52082 | Cymric 6Z Cogen | Chevron | CA | 100% | FALSE | 43267 | 43267 | 0 | 43267 | 0 | 0 | 0 | 0 | 0 | 10393.0767 | 0 | 0 | 0
52083 | Coalinga 6C Cogen | Chevron | CA | 100% | FALSE | 0 | 0 | 0 | 0 | 0 | 0 | 0 | 0 | 0 | 0 | 0 | 0 | 0
52085 | Taft 26C Cogen | Chevron | CA | 100% | FALSE | 77167 | 77167 | 0 | 77167 | 0 | 0 | 0 | 0 | 0 | 18966.95 | 0 | 0 | 0
52086 | Coalinga 25D Cogen | Chevron | CA | 100% | FALSE | 74815 | 74815 | 0 | 74815 | 0 | 0 | 0 | 0 | 0 | 17866.3223 | 0 | 0 | 0
52087 | Elizabeth River Power Station | Dominion | VA | 100% | TRUE | 95504 | 95504 | 0 | 74754.616 | 20749.384 | 0 | 0 | 0 | 0 | 73747.5 | 9.788 | 92.117 | 0
52088 | Texas City Power Plant | Calpine | TX | 100% | TRUE | 787018 | 787018 | 0 | 787018 | 0 | 0 | 0 | 0 | 0 | 277039.1275 | 3.306 | 210.017 | 0
52089 | Celanese Acetate LLC | Celanese Acetate LLC | VA | 100% | FALSE | 155580.61 | 155580.61 | 0 | 155580.61 | 0 | 0 | 0 | 0 | 0 | 39311.1456 | 0 | 56.454 | 0
52091 | New York Methodist Hospital | New York Methodist Hospital | NY | 100% | FALSE | 0 | 0 | 0 | 0 | 0 | 0 | 0 | 0 | 0 | 0 | 0 | 0 | 0
52096 | Berry Placerita Cogen | LINN Energy | CA | 100% | FALSE | 292164 | 292164 | 0 | 292164 | 0 | 0 | 0 | 0 | 0 | 100211.2389 | 0 | 0 | 0
52099 | Plant No 2 Orange County | Orange County Sanitation Dist | CA | 100% | FALSE | 51834 | 3850.182 | 0 | 3850.182 | 0 | 0 | 0 | 47983.818 | 0 | 2.5131 | 0 | 0 | 0
52104 | Cymric 36W Cogen | Chevron | CA | 100% | FALSE | 75190 | 75190 | 0 | 75190 | 0 | 0 | 0 | 0 | 0 | 19988.6775 | 0 | 0 | 0
52106 | Philadelphia Refinery | PES | PA | 100% | FALSE | 46232.684 | 0 | 0 | 0 | 0 | 0 | 0 | 46232.684 | 0 | 41053.5322 | 0 | 140.325 | 0
52107 | Kern River Eastridge Cogen | Chevron | CA | 100% | FALSE | 218552 | 218552 | 0 | 218552 | 0 | 0 | 0 | 0 | 0 | 51663.0497 | 0 | 0 | 0
52109 | Richmond Cogen | Chevron | CA | 100% | FALSE | 838856 | 817302.588 | 0 | 817302.588 | 0 | 0 | 0 | 21553.412 | 0 | 214067.6681 | 0 | 0 | 0
52115 | Ingredion Stockton | Ingredion Inc - Stockton | CA | 100% | FALSE | 55860 | 55860 | 0 | 55860 | 0 | 0 | 0 | 0 | 0 | 15002.3642 | 0 | 0 | 0
52118 | Multitrade of Pittsylvania LP | Dominion | VA | 100% | TRUE | 109460 | 0 | 0 | 0 | 0 | 0 | 0 | 109460 | 0 | 0 | 0 | 0 | 0
52120 | Freeport Energy | Olin Blue Cube Operations | TX | 100% | FALSE | 2537355.44 | 2537355.44 | 0 | 2537355.44 | 0 | 0 | 0 | 0 | 0 | 882708.6624 | 0 | 0 | 0
52122 | Wasson CO2 Removal Plant | Occidental | TX | 100% | TRUE | 150331 | 150331 | 0 | 150331 | 0 | 0 | 0 | 0 | 0 | 83271.964 | 0 | 0 | 0
52130 | Whiting Refinery | BP | IN | 100% | TRUE | 418817.999 | 75508.589 | 0 | 75508.589 | 0 | 0 | 0 | 343309.41 | 0 | 181374.9112 | 0 | 67.718 | 0
52133 | Tesoro Mandan Cogeneration Plant | Tesoro Refining and Marketing Co LLC | ND | 100% | FALSE | 50375 | 8163.174 | 0 | 8163.174 | 0 | 0 | 0 | 42211.826 | 0 | 49288.5917 | 0 | 0 | 0
52138 | Steamboat 1A Power Plant | Ormat Nevada Inc | NV | 100% | FALSE | 0 | 0 | 0 | 0 | 0 | 0 | 0 | 0 | 0 | 0 | 0 | 0 | 0
52140 | International Paper Prattville Mill | International Paper | AL | 100% | TRUE | 583458 | 131504.38 | 1146.786 | 127466.07 | 2891.524 | 0 | 0 | 451953.62 | 0 | 34597.5855 | 0 | 860.466 | 0
52142 | Mojave 4 | Energy Capital Partners | CA | 100% | TRUE | 70584 | 0 | 0 | 0 | 0 | 0 | 0 | 0 | 70584 | 0 | 0 | 0 | 0
52143 | Mojave 3 | Energy Capital Partners | CA | 100% | TRUE | 56668 | 0 | 0 | 0 | 0 | 0 | 0 | 0 | 56668 | 0 | 0 | 0 | 0
52144 | Mojave 5 | Energy Capital Partners | CA | 100% | TRUE | 56622 | 0 | 0 | 0 | 0 | 0 | 0 | 0 | 56622 | 0 | 0 | 0 | 0
52147 | C P Kelco San Diego Plant | CPKelco U S Inc | CA | 100% | FALSE | 82026.62 | 82026.62 | 0 | 82026.62 | 0 | 0 | 0 | 0 | 0 | 26657.9015 | 0 | 0 | 0
52148 | Elkton | Merck & Co Inc | VA | 100% | FALSE | 11835 | 11835 | 0 | 11819.755 | 15.245 | 0 | 0 | 0 | 0 | 4233.5005 | 0 | 0 | 0
52149 | West Point (PA) | Merck & Co Inc-West Point | PA | 100% | FALSE | 294226.38 | 294226.38 | 0 | 294210.7 | 15.68 | 0 | 0 | 0 | 0 | 83154.5142 | 0 | 68.685 | 0
52151 | International Paper Eastover Facility | International Paper | SC | 100% | TRUE | 586070.998 | 82242.598 | 0 | 78141.263 | 4101.335 | 0 | 0 | 503828.4 | 0 | 35045.3511 | 0 | 31.792 | 0
52152 | International Paper Franklin Mill | International Paper | VA | 100% | TRUE | 226392.004 | 17887.204 | 0 | 17887.204 | 0 | 0 | 0 | 208504.8 | 0 | 5944.8623 | 0 | 0 | 0
52155 | Lacomb Irrigation District | Lacomb Irrigation Dist | OR | 100% | FALSE | 5044 | 0 | 0 | 0 | 0 | 0 | 5044 | 0 | 0 | 0 | 0 | 0 | 0
52158 | Aidlin Geothermal Power Plant | Calpine | CA | 100% | TRUE | 115589 | 0 | 0 | 0 | 0 | 0 | 0 | 0 | 115589 | 0 | 0 | 0 | 0
52160 | Victory Garden Phase IV LLC | Energy Capital Partners | CA | 100% | TRUE | 31493 | 0 | 0 | 0 | 0 | 0 | 0 | 0 | 31493 | 0 | 0 | 0 | 0
52162 | 85 A | AES | CA | 100% | TRUE | 16521 | 0 | 0 | 0 | 0 | 0 | 0 | 0 | 16521 | 0 | 0 | 0 | 0
52163 | 85 B | AES | CA | 100% | TRUE | 16355 | 0 | 0 | 0 | 0 | 0 | 0 | 0 | 16355 | 0 | 0 | 0 | 0
52165 | Helzel & Schwarzhoff 88 Wind Farm | Energy Capital Partners | CA | 100% | TRUE | 1870 | 0 | 0 | 0 | 0 | 0 | 0 | 0 | 1870 | 0 | 0 | 0 | 0
52166 | Collins Facility | Ampersand Collins Hydro LLC | MA | 100% | FALSE | 4858 | 0 | 0 | 0 | 0 | 0 | 4858 | 0 | 0 | 0 | 0 | 0 | 0
52168 | Riverbay | Riverbay Corp | NY | 100% | FALSE | 130991.07 | 130991.07 | 0 | 128163.216 | 2827.854 | 0 | 0 | 0 | 0 | 42101.4795 | 0 | 102.18 | 0
52171 | Upper Barker | KEI (Maine) Power Management (III) LLC | ME | 100% | FALSE | 4967 | 0 | 0 | 0 | 0 | 0 | 4967 | 0 | 0 | 0 | 0 | 0 | 0
52174 | Soda Lake Geothermal No I II | Cyrq Energy Corp | NV | 100% | FALSE | 64100 | 0 | 0 | 0 | 0 | 0 | 0 | 0 | 64100 | 0 | 0 | 0 | 0
52175 | CITGO Refinery Powerhouse | CITGO Petroleum Corp | LA | 100% | FALSE | 247183.16 | 0 | 0 | 0 | 0 | 0 | 0 | 247183.16 | 0 | 73246.3051 | 0 | 0 | 0
52176 | C R Wing Cogen Plant | Berkshire Hathaway Energy | TX | 100% | TRUE | 67932 | 67932 | 0 | 67932 | 0 | 0 | 0 | 0 | 0 | 35877.5286 | 0.199 | 42.545 | 0
52184 | Tesoro Kenai Cogeneration Plant | Tesoro Alaska Company LLC | AK | 100% | FALSE | 62324 | 62324 | 0 | 62324 | 0 | 0 | 0 | 0 | 0 | 14135.9823 | 0 | 0 | 0
52186 | Yuba City Cogen Partners | Wellhead Energy, LLC | CA | 100% | FALSE | 28267 | 28267 | 0 | 28267 | 0 | 0 | 0 | 0 | 0 | 13414.4843 | 0 | 0 | 0
52193 | Delaware City Plant | Delaware City Refining Company LLC | DE | 100% | FALSE | 1148131.002 | 877617.822 | 0 | 877617.822 | 0 | 0 | 0 | 270513.18 | 0 | 380825.7168 | 11.307 | 67.26 | 0
52204 | Otay Landfill Gas, LLC | Otay Landfill Gas LLC c/o EPP Service Company, LLC | CA | 100% | FALSE | 38557 | 0 | 0 | 0 | 0 | 0 | 0 | 38557 | 0 | 0 | 0 | 0 | 0
54004 | WestRock Southeast, LLC. | SP Fiber Technologies LLC | GA | 100% | FALSE | 212830.2 | 45585.208 | 283.913 | 45301.295 | 0 | 0 | 0 | 167244.992 | 0 | 14435.5615 | 0 | 0 | 0
54006 | Broadwater Power Project | Montana Dept-Natural Res&Consv | MT | 100% | FALSE | 52898 | 0 | 0 | 0 | 0 | 0 | 52898 | 0 | 0 | 0 | 0 | 0 | 0
54015 | MM West Covina | MM West Covina Energy LLC | CA | 100% | FALSE | 46619 | 0 | 0 | 0 | 0 | 0 | 0 | 46619 | 0 | 0 | 0 | 0 | 0
54017 | San Gabriel Hydro Project | Los Angeles County-San Gabriel | CA | 100% | FALSE | 10011 | 0 | 0 | 0 | 0 | 0 | 10011 | 0 | 0 | 0 | 0 | 0 | 0
54034 | Rensselaer Cogen | Rensselaer Generating LLC | NY | 100% | FALSE | 6144 | 6144 | 0 | 6144 | 0 | 0 | 0 | 0 | 0 | 3290.869 | 0.017 | 0.966 | 0
54038 | Geo East Mesa II | Ormat Nevada Inc | CA | 100% | FALSE | 57691 | 0 | 0 | 0 | 0 | 0 | 0 | 0 | 57691 | 0 | 0 | 0 | 0
54041 | Lockport Energy Associates LP | Lockport Energy Associates LP | NY | 100% | FALSE | 145220.64 | 145220.64 | 0 | 145220.64 | 0 | 0 | 0 | 0 | 0 | 76428.6921 | 0.367 | 99.003 | 0
54044 | University of Illinois Cogen Facility | University of Illinois | IL | 100% | FALSE | 63963.62 | 63963.62 | 0 | 63880.924 | 82.696 | 0 | 0 | 0 | 0 | 18603.01 | 0 | 0 | 0
54057 | Riverview Energy Systems | DTE Energy | MI | 100% | TRUE | 42093 | 0 | 0 | 0 | 0 | 0 | 0 | 42093 | 0 | 0 | 0 | 0 | 0
54076 | Indeck Olean Energy Center | Indeck | NY | 100% | FALSE | 82627 | 82627 | 0 | 82620.105 | 6.895 | 0 | 0 | 0 | 0 | 44677.4951 | 0.23 | 14.997 | 0
54081 | Spruance Genco LLC | Ares | VA | 100% | TRUE | 84026 | 84026 | 84026 | 0 | 0 | 0 | 0 | 0 | 0 | 87175.9037 | 307.394 | 1282.938 | 0.3081
54085 | Androscoggin Mill | Verso Paper Androscoggin LLC | ME | 100% | FALSE | 213600.997 | 23984.432 | 0 | 23984.432 | 0 | 0 | 0 | 189616.565 | 0 | 7033.5673 | 0 | 0 | 0
54087 | International Paper Georgetown Mill | International Paper | SC | 100% | TRUE | 523977.998 | 25697.755 | 1658.773 | 21543.801 | 2495.181 | 0 | 0 | 498280.243 | 0 | 11117.0408 | 0 | 0 | 0
54091 | Mansfield Mill | International Paper | LA | 100% | TRUE | 831165.002 | 356399.39 | 0 | 356399.39 | 0 | 0 | 0 | 474765.612 | 0 | 100552.9641 | 0 | 0 | 0
54096 | International Paper Riverdale Mill | International Paper | AL | 100% | TRUE | 587101.005 | 368730.215 | 0 | 368730.215 | 0 | 0 | 0 | 218370.79 | 0 | 113122.3988 | 0 | 57.547 | 0
54097 | International Paper Texarkana Mill | International Paper | TX | 100% | TRUE | 397938.001 | 44164.691 | 0 | 44164.691 | 0 | 0 | 0 | 353773.31 | 0 | 14927.0876 | 0 | 0 | 0
54098 | Kaukauna Paper Mill | Thilmany LLC | WI | 100% | FALSE | 196449 | 93623.318 | 84394.155 | 9164.341 | 64.822 | 0 | 0 | 102825.682 | 0 | 48019.4698 | 0 | 0 | 0
54099 | Ticonderoga Mill | International Paper | NY | 100% | TRUE | 220100.146 | 117578.651 | 0 | 86543.239 | 31035.412 | 0 | 0 | 102521.495 | 0 | 43651.8219 | 0 | 308.484 | 0
54100 | International Paper Vicksburg Mill | International Paper | MS | 100% | TRUE | 233597.996 | 51613.568 | 0 | 51613.568 | 0 | 0 | 0 | 178889.377 | 3095.051 | 16872.8234 | 0 | 0 | 0
54101 | Georgia-Pacific Cedar Springs | Georgia-Pacific Cedar Springs LLC | GA | 100% | FALSE | 540376.004 | 124111.354 | 72081.346 | 40691.258 | 11338.75 | 0 | 0 | 416264.65 | 0 | 56295.6073 | 0 | 0 | 0
54103 | Port Edwards Mill | Domtar | WI | 100% | FALSE | 39515 | 0 | 0 | 0 | 0 | 0 | 39515 | 0 | 0 | 0 | 0 | 0 | 0
54104 | Ashdown | Domtar | AR | 100% | FALSE | 643526.998 | 104875.449 | 45370.661 | 59504.788 | 0 | 0 | 0 | 538651.549 | 0 | 36374.4922 | 0 | 0 | 0
54123 | Mechanic Falls | KEI (Maine) Power Management (IV) LLC | ME | 100% | FALSE | 2269 | 0 | 0 | 0 | 0 | 0 | 2269 | 0 | 0 | 0 | 0 | 0 | 0
54124 | Pittsfield Hydro | KEI (Maine) Power Management (II) LLC | ME | 100% | FALSE | 3777 | 0 | 0 | 0 | 0 | 0 | 3777 | 0 | 0 | 0 | 0 | 0 | 0
54134 | Great Lakes Hydro America - ME | Great Lakes Hydro America LLC | ME | 100% | FALSE | 651668 | 0 | 0 | 0 | 0 | 0 | 651668 | 0 | 0 | 0 | 0 | 0 | 0
54142 | Hillcrest Pump Station | Denver City & County of | CO | 100% | FALSE | 5280 | 0 | 0 | 0 | 0 | 0 | 5280 | 0 | 0 | 0 | 0 | 0 | 0
54148 | Hydro Kennebec Project | Brookfield | ME | 100% | TRUE | 72646 | 0 | 0 | 0 | 0 | 0 | 72646 | 0 | 0 | 0 | 0 | 0 | 0
54149 | Stony Brook Cogen Plant | Calpine | NY | 100% | TRUE | 299977.005 | 299977.005 | 0 | 299975.33 | 1.675 | 0 | 0 | 0 | 0 | 95928.1519 | 1.038 | 134.376 | 0
54201 | Iowa State University | Iowa State University | IA | 100% | FALSE | 107213.696 | 107213.696 | 62171.652 | 45042.044 | 0 | 0 | 0 | 0 | 0 | 53784.7024 | 0 | 0 | 0
54202 | Upper Androscoggin | Lewiston City of | ME | 100% | FALSE | 0 | 0 | 0 | 0 | 0 | 0 | 0 | 0 | 0 | 0 | 0 | 0 | 0
54203 | Mississippi Baptist Medical Center | Mississippi Baptist Medical | MS | 100% | FALSE | 5357.64 | 5357.64 | 0 | 5357.64 | 0 | 0 | 0 | 0 | 0 | 2143.6875 | 0 | 0 | 0
54207 | ArcelorMittal Warren | ArcelorMittal | OH | 100% | FALSE | 50627 | 5019.169 | 0 | 5019.169 | 0 | 0 | 0 | 45607.831 | 0 | 22598.6857 | 0 | 93.976 | 0
54210 | American Crystal Sugar Hillsboro | American Crystal Sugar Co | ND | 100% | FALSE | 70412.077 | 70412.077 | 70412.077 | 0 | 0 | 0 | 0 | 0 | 0 | 44660.0378 | 0 | 0 | 0
54211 | American Crystal Sugar Moorhead | American Crystal Sugar Co | MN | 100% | FALSE | 0 | 0 | 0 | 0 | 0 | 0 | 0 | 0 | 0 | 22511.8346 | 0 | 0 | 0
54212 | American Crystal Sugar Crookston | American Crystal Sugar Co | MN | 100% | FALSE | 39686.58 | 39686.58 | 39686.58 | 0 | 0 | 0 | 0 | 0 | 0 | 24920.3703 | 0 | 0 | 0
54213 | American Crystal Sugar Drayton | American Crystal Sugar Co | ND | 100% | FALSE | 37555.49 | 37555.49 | 37555.49 | 0 | 0 | 0 | 0 | 0 | 0 | 23581.9498 | 0 | 0 | 0
54214 | American Crystal Sugar East Grand Forks | American Crystal Sugar Co | MN | 100% | FALSE | 40889.38 | 40889.38 | 40889.38 | 0 | 0 | 0 | 0 | 0 | 0 | 25675.5882 | 0 | 0 | 0
54216 | U S Alliance Coosa Pines | Bowater Newport Coosa Pines Op | AL | 100% | FALSE | 128541 | 34573.917 | 0 | 34573.917 | 0 | 0 | 0 | 93967.083 | 0 | 8016.8383 | 0 | 0 | 0
54224 | Franklin Heating Station | Franklin Heating Station | MN | 100% | FALSE | 59077.272 | 41416.393 | 0 | 41020.478 | 395.915 | 0 | 0 | 17660.879 | 0 | 11064.9733 | 0 | 0 | 0
54225 | Gillette SBMC | The Gillette Company | MA | 100% | FALSE | 70214 | 70214 | 0 | 69585.695 | 628.305 | 0 | 0 | 0 | 0 | 14645.0332 | 0 | 0 | 0
54228 | Erving Paper Mills | Erving Paper Mills Inc | MA | 100% | FALSE | 41639.68 | 41639.68 | 0 | 41291.697 | 347.983 | 0 | 0 | 0 | 0 | 11102.863 | 0 | 0 | 0
54236 | Pfizer Groton Plant | Pfizer Inc | CT | 100% | FALSE | 87195 | 87195 | 0 | 86523.861 | 671.139 | 0 | 0 | 0 | 0 | 22948.3196 | 0 | 0 | 0
54238 | Stockton Biomass | DTE Energy | CA | 100% | TRUE | 277873.005 | 1208.785 | 0 | 1208.785 | 0 | 0 | 0 | 276664.22 | 0 | 585.5559 | 1.195 | 87.863 | 0
54239 | Naval Submarine Base Kings Bay | Kings Bay Naval Base | GA | 100% | FALSE | 2107 | 2107 | 0 | 0 | 2107 | 0 | 0 | 0 | 0 | 1561.6598 | 0 | 0 | 0
54240 | Louisiana Tech University Power Plant | Louisiana Tech University | LA | 100% | FALSE | 43727 | 43727 | 0 | 43727 | 0 | 0 | 0 | 0 | 0 | 11783.414 | 0 | 0 | 0
54249 | Smith Falls Hydro Project | Smith Creek Hydro, LLC | ID | 100% | FALSE | 69396 | 0 | 0 | 0 | 0 | 0 | 69396 | 0 | 0 | 0 | 0 | 0 | 0
54250 | Newman (PA) | Newman & Co Inc | PA | 100% | FALSE | 11463 | 11463 | 0 | 11457.609 | 5.391 | 0 | 0 | 0 | 0 | 2893.9738 | 0 | 0 | 0
54251 | Opal Springs Hydro | Desehutes Valley Water District | OR | 100% | FALSE | 32234 | 0 | 0 | 0 | 0 | 0 | 32234 | 0 | 0 | 0 | 0 | 0 | 0
54261 | Warm Springs Hydro Project | Sonoma County Water Agency | CA | 100% | FALSE | 3356 | 0 | 0 | 0 | 0 | 0 | 3356 | 0 | 0 | 0 | 0 | 0 | 0
54262 | Saint Marys Hospital Power Plant | St Mary's Hospital | MN | 100% | FALSE | 51417.87 | 51417.87 | 0 | 51165.156 | 252.714 | 0 | 0 | 0 | 0 | 13308.5185 | 0 | 0 | 0
54276 | Univ of NC Chapel Hill Cogen Facility | University of North Carolina | NC | 100% | FALSE | 57923 | 57923 | 44732.222 | 13190.778 | 0 | 0 | 0 | 0 | 0 | 36337.4656 | 0 | 121.594 | 0
54281 | Interstate Paper LLC Riceboro | Interstate Paper LLC | GA | 100% | FALSE | 109890 | 4741.32 | 0 | 4701.712 | 39.608 | 0 | 0 | 105148.68 | 0 | 1694.1515 | 0 | 0 | 0
54283 | Lee Creek Water Treatment Facility | Fort Smith City of | AR | 100% | FALSE | 0 | 0 | 0 | 0 | 0 | 0 | 0 | 0 | 0 | 0 | 0 | 0 | 0
54285 | Hastings City Hydroelectric | Hastings Lock & Dam | MN | 100% | FALSE | 17897 | 0 | 0 | 0 | 0 | 0 | 17897 | 0 | 0 | 0 | 0 | 0 | 0
54290 | Inforum | DCII-250 Williams Street NW, LLC | GA | 100% | FALSE | 0 | 0 | 0 | 0 | 0 | 0 | 0 | 0 | 0 | 7.0925 | 0 | 0 | 0
54294 | West Group Data Center | Thomson Corp | MN | 100% | FALSE | 95 | 95 | 0 | 0 | 95 | 0 | 0 | 0 | 0 | 68.8872 | 0 | 0 | 0
54296 | Biola University | Biola University | CA | 100% | FALSE | 14800 | 14800 | 0 | 14800 | 0 | 0 | 0 | 0 | 0 | 3935.0713 | 0 | 0 | 0
54301 | Colebrook Hydroelectric | Metropolitan Dist of Hartford | CT | 100% | FALSE | 3991 | 0 | 0 | 0 | 0 | 0 | 3991 | 0 | 0 | 0 | 0 | 0 | 0
54302 | Goodwin Hydroelectric | Metropolitan Dist of Hartford | CT | 100% | FALSE | 10135 | 0 | 0 | 0 | 0 | 0 | 10135 | 0 | 0 | 0 | 0 | 0 | 0
54305 | Westward Seafoods | Westward Seafoods Inc | AK | 100% | FALSE | 15633 | 15633 | 0 | 0 | 15633 | 0 | 0 | 0 | 0 | 5449.9121 | 0 | 0 | 0
54306 | Wilson Lake Hydroelectric Project | IDACORP | ID | 50% | TRUE | 12572 | 0 | 0 | 0 | 0 | 0 | 12572 | 0 | 0 | 0 | 0 | 0 | 0
54306 | Wilson Lake Hydroelectric Project | EEC | ID | 50% | FALSE | 12572 | 0 | 0 | 0 | 0 | 0 | 12572 | 0 | 0 | 0 | 0 | 0 | 0
54308 | Three Forks Water Power Project | Grizzly Mountain Ranch | CA | 100% | FALSE | 6837 | 0 | 0 | 0 | 0 | 0 | 6837 | 0 | 0 | 0 | 0 | 0 | 0
54316 | Archer Daniels Midland Southport | Archer Daniels Midland Co | NC | 100% | FALSE | 500 | 500 | 0 | 380.905 | 119.095 | 0 | 0 | 0 | 0 | 991.6693 | 0 | 0 | 0
54318 | General Chemical | Tata Chemicals Partners | WY | 100% | FALSE | 218963.999 | 218963.999 | 179678.84 | 39285.159 | 0 | 0 | 0 | 0 | 0 | 99387.6948 | 0 | 0 | 0
54321 | Goodyear Beaumont Chemical Plant | Goodyear Tire & Rubber Co | TX | 100% | FALSE | 209914 | 209914 | 0 | 208316.642 | 1597.358 | 0 | 0 | 0 | 0 | 55992.2712 | 0 | 0 | 0
54322 | Sibley Mill | Augusta Canal Authority | GA | 100% | FALSE | 12902 | 0 | 0 | 0 | 0 | 0 | 12902 | 0 | 0 | 0 | 0 | 0 | 0
54323 | CNN Center | Turner Properties Inc | GA | 100% | FALSE | 225 | 225 | 0 | 0 | 225 | 0 | 0 | 0 | 0 | 200.7103 | 0 | 0 | 0
54330 | Westhollow Technology Center | Shell | TX | 100% | FALSE | 21666.82 | 21666.82 | 0 | 21666.82 | 0 | 0 | 0 | 0 | 0 | 13777.4834 | 0 | 0 | 0
54333 | Bucknell University | Bucknell University | PA | 100% | FALSE | 37850 | 37850 | 0 | 37816.5 | 33.5 | 0 | 0 | 0 | 0 | 10464.6941 | 0 | 0 | 0
54335 | Morton Salt Rittman | Morton Salt Inc | OH | 100% | FALSE | 6954.9 | 6954.9 | 0 | 6954.9 | 0 | 0 | 0 | 0 | 0 | 1765.1422 | 0 | 0 | 0
54337 | NRG Energy San Diego | NRG | CA | 75.9% | TRUE | 1338.876 | 1338.876 | 0 | 1338.876 | 0 | 0 | 0 | 0 | 0 | 501.6606 | 0 | 0 | 0
54337 | NRG Energy San Diego | NRG Yield Op. | CA | 24.1% | FALSE | 425.124 | 425.124 | 0 | 425.124 | 0 | 0 | 0 | 0 | 0 | 159.2888 | 0 | 0 | 0
54338 | Rio Grande Valley Sugar Growers | Rio Grande Valley Sugar Growers, Inc. | TX | 100% | FALSE | 1937 | 143.251 | 0 | 103.251 | 40 | 0 | 0 | 0 | 1793.749 | 584.4086 | 0 | 0 | 0
54340 | Norway Point Hydropower Project | Thunder Bay Power Co LLC | MI | 100% | FALSE | 19991 | 0 | 0 | 0 | 0 | 0 | 19991 | 0 | 0 | 0 | 0 | 0 | 0
54341 | Four Mile Hydropower Project | Thunder Bay Power Co LLC | MI | 100% | FALSE | 12531 | 0 | 0 | 0 | 0 | 0 | 12531 | 0 | 0 | 0 | 0 | 0 | 0
54342 | Ninth Street Hydropower Project | Thunder Bay Power Co LLC | MI | 100% | FALSE | 8115 | 0 | 0 | 0 | 0 | 0 | 8115 | 0 | 0 | 0 | 0 | 0 | 0
54343 | Terminus Hydroelectric Project | Kaweah River Power Authority | CA | 100% | FALSE | 82289 | 0 | 0 | 0 | 0 | 0 | 82289 | 0 | 0 | 0 | 0 | 0 | 0
54347 | Howard F Curren Advncd Wastewater Plant | Tampa Wastewater Department | FL | 100% | FALSE | 76.44 | 0 | 0 | 0 | 0 | 0 | 0 | 76.44 | 0 | 0 | 0 | 0 | 0
54355 | Chace Mill Winooski One | City of Burlington Electric - (VT) | VT | 100% | FALSE | 31875 | 0 | 0 | 0 | 0 | 0 | 31875 | 0 | 0 | 0 | 0 | 0 | 0
54358 | International Paper Augusta Mill | International Paper | GA | 100% | TRUE | 377831.999 | 69620.908 | 1399.971 | 67525.353 | 695.584 | 0 | 0 | 308211.091 | 0 | 21769.5176 | 0 | 0 | 0
54360 | Fuyao Glass Illinois Inc. | Fuyao Glass Illinois, Inc | IL | 100% | FALSE | 0 | 0 | 0 | 0 | 0 | 0 | 0 | 0 | 0 | 0 | 0 | 0 | 0
54363 | Shelby, NC | Electric Glass Fiber America, LLC. | NC | 100% | FALSE | 3 | 3 | 0 | 0 | 3 | 0 | 0 | 0 | 0 | 16.2231 | 0 | 0 | 0
54364 | PPG Industries Works 4 | Vitro Architectural Glass | TX | 100% | FALSE | 136 | 136 | 0 | 0 | 136 | 0 | 0 | 0 | 0 | 100.2736 | 0 | 0 | 0
54372 | University of Colorado | University of Colorado | CO | 100% | FALSE | 2911 | 2911 | 0 | 2911 | 0 | 0 | 0 | 0 | 0 | 983.9139 | 0 | 0 | 0
54374 | Sinclair Oil Refinery | Sinclair Oil Corp | WY | 100% | FALSE | 10168.71 | 6008.38 | 0 | 5983.858 | 24.522 | 0 | 0 | 4160.33 | 0 | 7739.066 | 0 | 0 | 0
54384 | EHC West Hopkinton | Enel | NH | 100% | TRUE | 255 | 0 | 0 | 0 | 0 | 0 | 255 | 0 | 0 | 0 | 0 | 0 | 0
54386 | Little Wood Hydro Project | Littlewood Irrigation District | ID | 100% | FALSE | 8180 | 0 | 0 | 0 | 0 | 0 | 8180 | 0 | 0 | 0 | 0 | 0 | 0
54391 | Alice Falls Hydro Project | Alice Falls Hydro, LLC | NY | 100% | FALSE | 881 | 0 | 0 | 0 | 0 | 0 | 881 | 0 | 0 | 0 | 0 | 0 | 0
54392 | BJ Gas Recovery | Waste Management | GA | 100% | FALSE | 8191 | 0 | 0 | 0 | 0 | 0 | 0 | 8191 | 0 | 0 | 0 | 0 | 0
54394 | Dry Creek Project | Dry Creek LLC | ID | 100% | FALSE | 13160 | 0 | 0 | 0 | 0 | 0 | 13160 | 0 | 0 | 0 | 0 | 0 | 0
54395 | Stillwater Hydro Electric Project | GR Catalyst One, LLC | NY | 100% | FALSE | 15287 | 0 | 0 | 0 | 0 | 0 | 15287 | 0 | 0 | 0 | 0 | 0 | 0
54406 | Capitol Heat and Power | State of Wisconsin | WI | 100% | FALSE | 0 | 0 | 0 | 0 | 0 | 0 | 0 | 0 | 0 | 0 | 0 | 0 | 0
54407 | Waupun Correctional Central Heating Plt | State of Wisconsin | WI | 100% | FALSE | 1520.96 | 1520.96 | 0 | 1520.96 | 0 | 0 | 0 | 0 | 0 | 1194.576 | 0 | 0 | 0
54408 | UW Madison Charter Street Plant | State of Wisconsin | WI | 100% | FALSE | 13204.61 | 13204.61 | 0 | 13198.393 | 6.217 | 0 | 0 | 0 | 0 | 3311.156 | 0 | 0 | 0
54409 | Dartmouth College Heating Plant | Dartmouth College | NH | 100% | FALSE | 12117.24 | 12117.24 | 0 | 0 | 12117.24 | 0 | 0 | 0 | 0 | 6189.7582 | 0 | 0 | 0
54410 | Western Power & Steam Inc | Western Power & Steam Inc | CA | 100% | FALSE | 160752 | 160752 | 0 | 160752 | 0 | 0 | 0 | 0 | 0 | 77101.8564 | 0 | 0 | 0
54414 | John Deere Dubuque Works | John Deere | IA | 100% | FALSE | 24.5 | 24.5 | 0 | 0 | 24.5 | 0 | 0 | 0 | 0 | 51.2781 | 0 | 0 | 0
54415 | Cadillac Renewable Energy | Atlantic Power Corporation | MI | 100% | FALSE | 141423.002 | 176.632 | 0 | 176.632 | 0 | 0 | 0 | 141246.37 | 0 | 171.5347 | 58.956 | 183.569 | 0
54418 | Rollinsford | Enel | NH | 100% | TRUE | 3700 | 0 | 0 | 0 | 0 | 0 | 3700 | 0 | 0 | 0 | 0 | 0 | 0
54422 | Unisea G 2 | Unisea Inc | AK | 100% | FALSE | 29897 | 28519.554 | 0 | 0 | 28519.554 | 0 | 0 | 1377.446 | 0 | 24008.8476 | 0 | 0 | 0
54424 | Quantum Pasco Power LP | Rockland Capital | FL | 100% | FALSE | 113429 | 113429 | 0 | 113429 | 0 | 0 | 0 | 0 | 0 | 57838.6511 | 0.301 | 43.78 | 0
54427 | Gaylord Container Bogalusa | Temple-Inland Corp | LA | 100% | FALSE | 526795.618 | 22695.108 | 0 | 22695.108 | 0 | 0 | 0 | 504100.51 | 0 | 6637.7224 | 0 | 0 | 0
54429 | Alabama Pine Pulp | Alabama River Cellulose LLC | AL | 100% | FALSE | 456064.711 | 13397.08 | 0 | 12987.833 | 409.247 | 0 | 0 | 442667.631 | 0 | 9385.2002 | 0 | 0 | 0
54447 | Welport Lease Project | Sentinel Peak Resources California, LLC | CA | 100% | FALSE | 30537 | 30537 | 0 | 30537 | 0 | 0 | 0 | 0 | 0 | 12915.0173 | 0 | 0 | 0
54449 | Dome Project | Sentinel Peak Resources California, LLC | CA | 100% | FALSE | 48054 | 48054 | 0 | 48054 | 0 | 0 | 0 | 0 | 0 | 22255.8583 | 0 | 0 | 0
54451 | Los Angeles Refinery Wilmington | Phillips 66 - Los Angeles | CA | 100% | FALSE | 391362 | 120428.22 | 0 | 120428.22 | 0 | 0 | 0 | 270933.78 | 0 | 128352.3435 | 0 | 0 | 0
54452 | Agrium Kenai Nitrogen Operations | Agrium US Inc | AK | 100% | FALSE | 0 | 0 | 0 | 0 | 0 | 0 | 0 | 0 | 0 | 0 | 0 | 0 | 0
54454 | San Gorgonio Windplant WPP1993 | NextEra Energy | CA | 100% | TRUE | 163933 | 0 | 0 | 0 | 0 | 0 | 0 | 0 | 163933 | 0 | 0 | 0 | 0
54457 | Hewlett Packard Enterprise | Hewlett-Packard Company | GA | 100% | FALSE | 0 | 0 | 0 | 0 | 0 | 0 | 0 | 0 | 0 | 0 | 0 | 0 | 0
54464 | Riverwood International Macon Mill | Riverwood Intl USA Inc | GA | 100% | FALSE | 475015.697 | 13317.697 | 0 | 12603.222 | 714.475 | 0 | 0 | 461698 | 0 | 3887.372 | 0 | 0 | 0
54472 | Simplot Phosphates | Simplot Phosphates LLC | WY | 100% | FALSE | 53738.97 | 7808.699 | 0 | 7808.699 | 0 | 0 | 0 | 45930.271 | 0 | 1866.6603 | 0 | 0 | 0
54476 | Sumas Power Plant | Puget Holdings | WA | 100% | TRUE | 257631 | 257631 | 0 | 257631 | 0 | 0 | 0 | 0 | 0 | 127451.3065 | 1.975 | 22.24 | 0
54477 | Oroville Cogeneration LP | Oroville Cogeneration LP | CA | 100% | FALSE | 413 | 413 | 0 | 413 | 0 | 0 | 0 | 0 | 0 | 122.8504 | 0 | 0 | 0
54512 | Domino Sugar Arabi Plant | Domino Sugar | LA | 100% | FALSE | 39281.12 | 39281.12 | 0 | 39281.12 | 0 | 0 | 0 | 0 | 0 | 10767.2386 | 0 | 0 | 0
54513 | WestRock (IL) | WestRock (IL) | IL | 100% | FALSE | 9 | 9 | 0 | 9 | 0 | 0 | 0 | 0 | 0 | 5.7276 | 0 | 0 | 0
54514 | Blind Canyon Hydro | Blind Canyon Aqua Ranch Inc | ID | 100% | FALSE | 4312 | 0 | 0 | 0 | 0 | 0 | 4312 | 0 | 0 | 0 | 0 | 0 | 0
54515 | Crotched Mountain Rehabilitation Center | Crotched Mt Rehab Ctr Inc | NH | 100% | FALSE | 62 | 62 | 0 | 0 | 62 | 0 | 0 | 0 | 0 | 21.6037 | 0 | 0 | 0
54517 | Sierra Pacific Sonora | Sierra Pacific Industries Inc | CA | 100% | FALSE | 29646 | 0 | 0 | 0 | 0 | 0 | 0 | 29646 | 0 | 0 | 0 | 0 | 0
54518 | Formosa Plastics | Formosa Plastics Corp | LA | 100% | FALSE | 385350 | 385350 | 0 | 385350 | 0 | 0 | 0 | 0 | 0 | 149984.2504 | 0 | 0 | 0
54520 | Village Creek Water Reclamation Facility | Ft Worth City of | TX | 100% | FALSE | 33136 | 182.796 | 0 | 182.796 | 0 | 0 | 0 | 32953.204 | 0 | 129.3962 | 0 | 0 | 0
54523 | Hoffer Plastics | Hoffer Plastics | IL | 100% | FALSE | 1083 | 1083 | 0 | 1083 | 0 | 0 | 0 | 0 | 0 | 1100.9199 | 0 | 0 | 0
54524 | Horseshoe Bend Hydroelectric Co | Horseshoe Bend Hydroelectric Co | ID | 100% | FALSE | 36999 | 0 | 0 | 0 | 0 | 0 | 36999 | 0 | 0 | 0 | 0 | 0 | 0
54525 | Kankakee Hydro Facility | Kankakee City of | IL | 100% | FALSE | 1547 | 0 | 0 | 0 | 0 | 0 | 1547 | 0 | 0 | 0 | 0 | 0 | 0
54526 | ReEnergy Lyonsdale Biomass | ReEnergy | NY | 100% | FALSE | 97653 | 0 | 0 | 0 | 0 | 0 | 0 | 97653 | 0 | 0 | 0 | 0 | 0
54529 | Wheelabrator Ridge Energy | Energy Capital Partners | FL | 100% | TRUE | 214181.005 | 0 | 0 | 0 | 0 | 0 | 0 | 214181.005 | 0 | 0 | 0 | 0 | 0
54531 | Stingray Facility | Targa Midstream Services LP | LA | 100% | FALSE | 12.74 | 12.74 | 0 | 12.74 | 0 | 0 | 0 | 0 | 0 | 14.6111 | 0 | 0 | 0
54533 | Southern Minnesota Beet Sugar | Southern Minnesota Beet Sugar | MN | 100% | FALSE | 20816.07 | 20816.07 | 17018.864 | 3595.788 | 201.418 | 0 | 0 | 0 | 0 | 7924.5697 | 0 | 0 | 0
54534 | St Josephs Hospital | St Joseph's Hospital | FL | 100% | FALSE | 1811 | 1811 | 0 | 1811 | 0 | 0 | 0 | 0 | 0 | 420.1578 | 0 | 0 | 0
54536 | Sumpter Energy Associates | Ares | MI | 100% | TRUE | 6482 | 0 | 0 | 0 | 0 | 0 | 0 | 6482 | 0 | 0 | 0 | 0 | 0
54537 | Ferndale Generating Station | Puget Holdings | WA | 100% | TRUE | 741357 | 741357 | 0 | 741325.06 | 31.94 | 0 | 0 | 0 | 0 | 328546.0816 | 7.859 | 81.534 | 0
54538 | Hartwell Energy Facility | Oglethorpe | GA | 100% | TRUE | 91936 | 91936 | 0 | 91852.738 | 83.262 | 0 | 0 | 0 | 0 | 66273.2828 | 0 | 0 | 0
54539 | Venice Resources Gas Recovery | Waste Management | MI | 100% | FALSE | 12758 | 0 | 0 | 0 | 0 | 0 | 0 | 12758 | 0 | 0 | 0 | 0 | 0
54540 | Charter Dura-Bar | Wells Manufacturing Co | IL | 100% | FALSE | 362 | 362 | 0 | 362 | 0 | 0 | 0 | 0 | 0 | 5607.1113 | 0 | 0 | 0
54548 | Longfalls Facility | Ampersand Long Falls Hydro, LLC | NY | 100% | FALSE | 13487 | 0 | 0 | 0 | 0 | 0 | 13487 | 0 | 0 | 0 | 0 | 0 | 0
54549 | Granger Electric Generating Station #1 | Energy Developments, Inc II | MI | 100% | FALSE | 65953 | 0 | 0 | 0 | 0 | 0 | 0 | 65953 | 0 | 0 | 0 | 0 | 0
54550 | ExxonMobil Mobile Bay Onshore | Exxon Mobil | AL | 100% | TRUE | 88780 | 88780 | 0 | 88780 | 0 | 0 | 0 | 0 | 0 | 24169.4496 | 0 | 0 | 0
54556 | Ingredion Incorporated | Ingredion Inc - Illinois | IL | 100% | FALSE | 280130.001 | 280130.001 | 210346.38 | 69783.621 | 0 | 0 | 0 | 0 | 0 | 292374.9695 | 0 | 451.648 | 0
54558 | Hazelton B Hydro | IDACORP | ID | 50% | TRUE | 10897.5 | 0 | 0 | 0 | 0 | 0 | 10897.5 | 0 | 0 | 0 | 0 | 0 | 0
54558 | Hazelton B Hydro | EEC | ID | 50% | FALSE | 10897.5 | 0 | 0 | 0 | 0 | 0 | 10897.5 | 0 | 0 | 0 | 0 | 0 | 0
54562 | Longview Fibre | KAPSTONE Kraft Paper Corp | WA | 100% | FALSE | 267319.996 | 33787.042 | 0 | 33787.042 | 0 | 0 | 0 | 233532.954 | 0 | 11229.1843 | 0 | 0 | 0
54564 | General Mills Inc | General Mills | NY | 100% | FALSE | 0 | 0 | 0 | 0 | 0 | 0 | 0 | 0 | 0 | 0 | 0 | 0 | 0
54566 | YKK USA Chestney | YKK USA Inc | GA | 100% | FALSE | 0 | 0 | 0 | 0 | 0 | 0 | 0 | 0 | 0 | 0 | 0 | 0 | 0
54567 | MM Yolo Power | Yolo County Community Services Department | CA | 100% | FALSE | 10941 | 0 | 0 | 0 | 0 | 0 | 0 | 10941 | 0 | 0 | 0 | 0 | 0
54569 | Bayville Central Facility | Ocean County Utilities Auth | NJ | 100% | FALSE | 6483 | 683.39 | 0 | 406.705 | 276.685 | 0 | 0 | 5566.61 | 233 | 244.446 | 0 | 0 | 0
54572 | Lochmere Hydroelectric Plant | Eagle Creek RE LLC | NH | 100% | FALSE | 3958 | 0 | 0 | 0 | 0 | 0 | 3958 | 0 | 0 | 0 | 0 | 0 | 0
54573 | Wappinger Falls Hydroelectric | Windsor Machinery Co Inc | NY | 100% | FALSE | 7166 | 0 | 0 | 0 | 0 | 0 | 7166 | 0 | 0 | 0 | 0 | 0 | 0
54574 | Saranac Facility | Berkshire Hathaway Energy | NY | 80% | TRUE | 48210.4 | 48210.4 | 0 | 48210.4 | 0 | 0 | 0 | 0 | 0 | 26950.9536 | 0.136 | 6.6728 | 0
54574 | Saranac Facility | Other | NY | 20% | FALSE | 12052.6 | 12052.6 | 0 | 12052.6 | 0 | 0 | 0 | 0 | 0 | 6737.7384 | 0.034 | 1.6682 | 0
54580 | Curtis Palmer Hydroelectric | Atlantic Power Corporation | NY | 100% | FALSE | 372572 | 0 | 0 | 0 | 0 | 0 | 372572 | 0 | 0 | 0 | 0 | 0 | 0
54586 | Tanner Street Generation | Beowulf Energy | MA | 100% | FALSE | 58330 | 58330 | 0 | 55861.716 | 2468.284 | 0 | 0 | 0 | 0 | 30365.9108 | 0.162 | 8.866 | 0
54592 | Massena Energy Facility | Power City Partners LP | NY | 100% | FALSE | 4976 | 4976 | 0 | 4976 | 0 | 0 | 0 | 0 | 0 | 2823.2222 | 0.014 | 15.86 | 0
54593 | Batavia Power Plant | Seneca Power Partners LP | NY | 100% | FALSE | 20202.68 | 20202.68 | 0 | 20202.68 | 0 | 0 | 0 | 0 | 0 | 10879.1447 | 0.057 | 11.076 | 0
54594 | University of Arizona - Biosphere 2 | University of Arizona - Biosphere 2 | AZ | 100% | FALSE | 61.76 | 61.76 | 0 | 35.358 | 26.402 | 0 | 0 | 0 | 0 | 56.4879 | 0 | 0 | 0
54604 | Warner Lambert | University of Michigan NCampus Research | MI | 100% | FALSE | 24467.88 | 24467.88 | 0 | 24430.94 | 36.94 | 0 | 0 | 0 | 0 | 6293.7161 | 0 | 0 | 0
54605 | Pratt & Whitney | United Technologies | CT | 100% | FALSE | 54228.3 | 54228.3 | 0 | 54209.232 | 19.068 | 0 | 0 | 0 | 0 | 14913.56 | 0 | 7.943 | 0
54607 | University of Texas at Dallas | The University of Texas at Dallas | TX | 100% | FALSE | 0 | 0 | 0 | 0 | 0 | 0 | 0 | 0 | 0 | 0 | 0 | 0 | 0
54618 | Ingredion Winston Salem | Ingredion Inc - Winston Salem | NC | 100% | FALSE | 8750.37 | 604.132 | 445.247 | 158.885 | 0 | 0 | 0 | 8146.238 | 0 | 269.1556 | 0 | 0 | 0
54623 | Central District Wastewater Treat Plant | Miami Dade Water & Sewer Dept | FL | 100% | FALSE | 8880 | 0 | 0 | 0 | 0 | 0 | 0 | 8880 | 0 | 0 | 0 | 0 | 0
54624 | South District Wastewater Treatment Plt | Miami Dade Water & Sewer Dept | FL | 100% | FALSE | 17399 | 3008.553 | 0 | 3008.553 | 0 | 0 | 0 | 14390.447 | 0 | 1071.347 | 0 | 0 | 0
54625 | Covanta Plymouth Renewable Energy | Covanta | PA | 100% | FALSE | 195885 | 2923.834 | 0 | 0 | 2923.834 | 0 | 0 | 192961.166 | 0 | 4657.669 | 0 | 0 | 0
54627 | Okeelanta Cogeneration | New Hope Power Company | FL | 100% | FALSE | 58702 | 6452.305 | 0 | 6452.305 | 0 | 0 | 0 | 3.472 | 52246.223 | 5033.8872 | 0 | 0 | 0
54628 | Phelps Dodge Refining | Freeport McMoRan Inc | TX | 100% | FALSE | 33264 | 33264 | 0 | 33264 | 0 | 0 | 0 | 0 | 0 | 9476.1402 | 0 | 0 | 0
54630 | American Gypsum Cogeneration | Eagle Materials Co LLC | CO | 100% | FALSE | 20182 | 20182 | 0 | 20155 | 27 | 0 | 0 | 0 | 0 | 20797.0432 | 0 | 0 | 0
54634 | St Nicholas Cogen Project | Schuylkill Energy Resource Inc | PA | 100% | FALSE | 624153.005 | 624153.005 | 619271.99 | 0 | 4881.015 | 0 | 0 | 0 | 0 | 1005196.6187 | 955.016 | 274.621 | 29.7
54637 | JCO Oxides Olefins Plant | Huntsman Corp | TX | 100% | FALSE | 595600 | 595600 | 0 | 595600 | 0 | 0 | 0 | 0 | 0 | 143096.6191 | 0 | 0 | 0
54638 | Johnsonburg Mill | Domtar | PA | 100% | FALSE | 243463 | 114900.92 | 0 | 114900.92 | 0 | 0 | 0 | 128562.08 | 0 | 41319.3587 | 0 | 93.897 | 0
54639 | Berlin Gorham | Great Lakes Hydro America LLC | NH | 100% | FALSE | 150761 | 0 | 0 | 0 | 0 | 0 | 150761 | 0 | 0 | 0 | 0 | 0 | 0
54650 | Swanmill Windfarm I | Mark Technologies Corp | CA | 100% | FALSE | 4092 | 0 | 0 | 0 | 0 | 0 | 0 | 0 | 4092 | 0 | 0 | 0 | 0
54653 | Kanaka | STS HydroPower | CA | 100% | FALSE | 814 | 0 | 0 | 0 | 0 | 0 | 814 | 0 | 0 | 0 | 0 | 0 | 0
54654 | Kekawaka Power House | STS HydroPower | CA | 100% | FALSE | 4025 | 0 | 0 | 0 | 0 | 0 | 4025 | 0 | 0 | 0 | 0 | 0 | 0
54655 | Schoolfield Dam | STS HydroPower Ltd-Schoolfield Dam | VA | 100% | FALSE | 14272 | 0 | 0 | 0 | 0 | 0 | 14272 | 0 | 0 | 0 | 0 | 0 | 0
54656 | International Paper Riegelwood Mill | International Paper | NC | 100% | TRUE | 395745.703 | 33641.061 | 0 | 33641.061 | 0 | 0 | 0 | 362104.642 | 0 | 11583.0076 | 0 | 0 | 0
54659 | Kankakee Gas Recovery | Waste Management | IL | 100% | FALSE | 5423 | 0 | 0 | 0 | 0 | 0 | 0 | 5423 | 0 | 0 | 0 | 0 | 0
54661 | Pheasant Run Landfill Gas Recovery | Waste Management | WI | 100% | FALSE | 57616 | 0 | 0 | 0 | 0 | 0 | 0 | 57616 | 0 | 0 | 0 | 0 | 0
54662 | Woodland Landfill Gas Recovery | Waste Management | IL | 100% | FALSE | 28827 | 0 | 0 | 0 | 0 | 0 | 0 | 28827 | 0 | 0 | 0 | 0 | 0
54663 | Turnkey Landfill Gas Recovery | Waste Management | NH | 100% | FALSE | 27181 | 0 | 0 | 0 | 0 | 0 | 0 | 27181 | 0 | 0 | 0 | 0 | 0
54665 | Steamboat II | Steamboat Development Corp | NV | 100% | FALSE | 59596 | 0 | 0 | 0 | 0 | 0 | 0 | 0 | 59596 | 0 | 0 | 0 | 0
54666 | Steamboat III | Steamboat Development Corp | NV | 100% | FALSE | 64906 | 0 | 0 | 0 | 0 | 0 | 0 | 0 | 64906 | 0 | 0 | 0 | 0
54667 | Chino Mines | FreePort-McMoRan-Corp-Chino Mines | NM | 100% | FALSE | 1082 | 1082 | 0 | 1082 | 0 | 0 | 0 | 0 | 0 | 915.9429 | 0 | 0 | 0
54668 | Falls River Hydro | IDACORP | ID | 50% | TRUE | 32405 | 0 | 0 | 0 | 0 | 0 | 32405 | 0 | 0 | 0 | 0 | 0 | 0
54668 | Falls River Hydro | EEC | ID | 50% | FALSE | 32405 | 0 | 0 | 0 | 0 | 0 | 32405 | 0 | 0 | 0 | 0 | 0 | 0
54674 | Ford Hydro LP | Ford Hydro Ltd Partnership | ID | 100% | FALSE | 4012 | 0 | 0 | 0 | 0 | 0 | 4012 | 0 | 0 | 0 | 0 | 0 | 0
54675 | Spartanburg Water System | Spartanburg Commissioners PW | SC | 100% | FALSE | 1407 | 72 | 0 | 0 | 72 | 0 | 1335 | 0 | 0 | 53.0716 | 0 | 0 | 0
54677 | CII Carbon LLC | CII Carbon LLC | LA | 100% | FALSE | 56014.279 | 0 | 0 | 0 | 0 | 0 | 0 | 56014.279 | 0 | 0 | 0 | 0 | 0
54678 | Sidney A Murray Jr Hydroelectric | Brookfield | LA | 100% | TRUE | 906237 | 0 | 0 | 0 | 0 | 0 | 906237 | 0 | 0 | 0 | 0 | 0 | 0
54679 | Boulder City Lakewood Hydro | Boulder City of | CO | 100% | FALSE | 7704 | 0 | 0 | 0 | 0 | 0 | 7704 | 0 | 0 | 0 | 0 | 0 | 0
54680 | Boulder City Betasso Hydro Plant | Boulder City of | CO | 100% | FALSE | 7704 | 0 | 0 | 0 | 0 | 0 | 7704 | 0 | 0 | 0 | 0 | 0 | 0
54681 | Difwind Farms Ltd I | Energy Capital Partners | CA | 100% | TRUE | 8308 | 0 | 0 | 0 | 0 | 0 | 0 | 0 | 8308 | 0 | 0 | 0 | 0
54682 | Difwind Farms Ltd II | Energy Capital Partners | CA | 100% | TRUE | 4347 | 0 | 0 | 0 | 0 | 0 | 0 | 0 | 4347 | 0 | 0 | 0 | 0
54685 | Difwind Farms Ltd V | Energy Capital Partners | CA | 100% | TRUE | 10748 | 0 | 0 | 0 | 0 | 0 | 0 | 0 | 10748 | 0 | 0 | 0 | 0
54686 | Difwind Farms Ltd VI | Energy Capital Partners | CA | 100% | TRUE | 0 | 0 | 0 | 0 | 0 | 0 | 0 | 0 | 0 | 0 | 0 | 0 | 0
54688 | Thundermist Hydro | Woonsocket City of | RI | 100% | FALSE | 0 | 0 | 0 | 0 | 0 | 0 | 0 | 0 | 0 | 0 | 0 | 0 | 0
54690 | Amalgamated Sugar LLC Nampa | Amalgamated Sugar Co-Nampa | ID | 100% | FALSE | 49691.16 | 49691.16 | 0 | 49691.16 | 0 | 0 | 0 | 0 | 0 | 13620.6767 | 0 | 0 | 0
54691 | Lower Beaver Falls Project | Eagle Creek RE LLC | NY | 100% | FALSE | 6183 | 0 | 0 | 0 | 0 | 0 | 6183 | 0 | 0 | 0 | 0 | 0 | 0
54694 | Yuma Cogeneration Associates | Berkshire Hathaway Energy | AZ | 100% | TRUE | 13363 | 13363 | 0 | 13363 | 0 | 0 | 0 | 0 | 0 | 6279.2235 | 0.04 | 6.445 | 0
54700 | Metro Methane Recovery Facility | Waste Management | IA | 100% | FALSE | 91429 | 0 | 0 | 0 | 0 | 0 | 0 | 91429 | 0 | 0 | 0 | 0 | 0
54705 | Toca Plant | Enterprise Products Optg LP | LA | 100% | FALSE | 0 | 0 | 0 | 0 | 0 | 0 | 0 | 0 | 0 | 0 | 0 | 0 | 0
54707 | Hunterdon Cogen Facility | Hunterdon Cogeneration LP | NJ | 100% | FALSE | 54 | 54 | 0 | 54 | 0 | 0 | 0 | 0 | 0 | 25.5403 | 0 | 0 | 0
54710 | Alliant SBD 9205 A Y McDonald | Industrial Energy Applications Inc | IA | 100% | FALSE | 0 | 0 | 0 | 0 | 0 | 0 | 0 | 0 | 0 | 23.6417 | 0 | 0 | 0
54712 | Alliant SBD 9201 Norplex | Industrial Energy Applications Inc | IA | 100% | FALSE | 9.8 | 9.8 | 0 | 0 | 9.8 | 0 | 0 | 0 | 0 | 94.8931 | 0 | 0 | 0
54714 | Alliant SBD 8501 Aegon LI | Industrial Energy Applications Inc | IA | 100% | FALSE | 0 | 0 | 0 | 0 | 0 | 0 | 0 | 0 | 0 | 15.4894 | 0 | 0 | 0
54715 | Alliant SBD 9107 JBS USA | Industrial Energy Applications Inc | IA | 100% | FALSE | 0 | 0 | 0 | 0 | 0 | 0 | 0 | 0 | 0 | 131.8231 | 0 | 0 | 0
54716 | Alliant SBD 8602 Marion Sub | Industrial Energy Applications Inc | IA | 100% | FALSE | 0 | 0 | 0 | 0 | 0 | 0 | 0 | 0 | 0 | 40.2725 | 0 | 0 | 0
54717 | Alliant SBD 9106 Rockwell CR | Industrial Energy Applications Inc | IA | 100% | FALSE | 0 | 0 | 0 | 0 | 0 | 0 | 0 | 0 | 0 | 179.7588 | 0 | 0 | 0
54718 | Alliant SBD 9206 Donaldson | Industrial Energy Applications Inc | IA | 100% | FALSE | 0 | 0 | 0 | 0 | 0 | 0 | 0 | 0 | 0 | 8.8045 | 0 | 0 | 0
54719 | Alliant SBD 9203 Profol | American Profol Incorporated | IA | 100% | FALSE | 238.14 | 238.14 | 0 | 0 | 238.14 | 0 | 0 | 0 | 0 | 212.2051 | 0 | 0 | 0
54720 | Alliant SBD 8601 Quad Graphics | Industrial Energy Applications Inc | IA | 100% | FALSE | 0 | 0 | 0 | 0 | 0 | 0 | 0 | 0 | 0 | 0 | 0 | 0 | 0
54721 | Warm Springs Power Enterprises | Warm Springs Power Enterprises | OR | 100% | FALSE | 76785 | 0 | 0 | 0 | 0 | 0 | 76785 | 0 | 0 | 0 | 0 | 0 | 0
54723 | I 95 Landfill Phase II | Ares | VA | 100% | TRUE | 17876 | 0 | 0 | 0 | 0 | 0 | 0 | 17876 | 0 | 0 | 0 | 0 | 0
54724 | Ormesa II | Ormat Nevada Inc | CA | 100% | FALSE | 67306 | 0 | 0 | 0 | 0 | 0 | 0 | 0 | 67306 | 0 | 0 | 0 | 0
54729 | Taylor Draw Hydroelectric Facility | Rio Blanco Water Conserv Dist | CO | 100% | FALSE | 10780 | 0 | 0 | 0 | 0 | 0 | 10780 | 0 | 0 | 0 | 0 | 0 | 0
54730 | Yellowhammer Gas Plant | W&T Offshore Inc | AL | 100% | FALSE | 16473 | 16473 | 0 | 16473 | 0 | 0 | 0 | 0 | 0 | 16750.499 | 0 | 0 | 0
54731 | Hendricks Regional Health | Hendricks Regional Health | IN | 100% | FALSE | 2.96 | 2.96 | 0 | 0 | 2.96 | 0 | 0 | 0 | 0 | 23.3972 | 0 | 0 | 0
54734 | Freeport McMoRan | Freeport McMoRan Inc | NM | 100% | FALSE | 4 | 4 | 0 | 0 | 4 | 0 | 0 | 0 | 0 | 6.6849 | 0 | 0 | 0
54735 | Alliant SBD 9301 Prairie Farms | Industrial Energy Applications Inc | IA | 100% | FALSE | 0 | 0 | 0 | 0 | 0 | 0 | 0 | 0 | 0 | 48.8324 | 0 | 0 | 0
54744 | District 70 Transco Gas Pipe Line | Transcontinental Gas PL Corp | MS | 100% | FALSE | 0 | 0 | 0 | 0 | 0 | 0 | 0 | 0 | 0 | 0 | 0 | 0 | 0
54746 | Wheelabrator Falls | Energy Capital Partners | PA | 100% | TRUE | 306935 | 0 | 0 | 0 | 0 | 0 | 0 | 306935 | 0 | 0 | 0 | 0 | 0
54748 | Port Neches Plant | Air Liquide | TX | 100% | FALSE | 271043 | 271043 | 0 | 271043 | 0 | 0 | 0 | 0 | 0 | 69199.6863 | 0 | 0 | 0
54749 | Goal Line LP | IIF BH Investments | CA | 100% | FALSE | 22311 | 22311 | 0 | 22311 | 0 | 0 | 0 | 0 | 0 | 10106.2893 | 0.061 | 1.444 | 0
54750 | Coram Tehachapi | Brookfield | CA | 100% | TRUE | 12553 | 0 | 0 | 0 | 0 | 0 | 0 | 0 | 12553 | 0 | 0 | 0 | 0
54752 | Weyerhaeuser Pine Hill Operations | International Paper | AL | 100% | TRUE | 490279.994 | 45668.304 | 112.847 | 44523.659 | 1031.798 | 0 | 0 | 444611.69 | 0 | 18272.7432 | 0 | 0 | 0
54753 | Lateral 10 Ventures | Lateral 10 Ventures | ID | 100% | FALSE | 8329 | 0 | 0 | 0 | 0 | 0 | 8329 | 0 | 0 | 0 | 0 | 0 | 0
54756 | Ottawa Generating Station | Energy Developments, Inc II | MI | 100% | FALSE | 41134 | 0 | 0 | 0 | 0 | 0 | 0 | 41134 | 0 | 0 | 0 | 0 | 0
54757 | Grand Blanc Generating Station | Energy Developments, Inc II | MI | 100% | FALSE | 52584 | 0 | 0 | 0 | 0 | 0 | 0 | 52584 | 0 | 0 | 0 | 0 | 0
54763 | Rock-Tenn Mill | WestRock Mill Company, LLC | AL | 100% | FALSE | 267248.493 | 7129.344 | 0 | 6955.25 | 174.094 | 0 | 0 | 260119.149 | 0 | 2266.2337 | 0 | 0 | 0
54766 | Boydton Plank Road Cogen Plant | Dinwiddie Power Inc | VA | 100% | FALSE | 159 | 159 | 0 | 0 | 159 | 0 | 0 | 0 | 0 | 93.7518 | 0 | 0 | 0
54769 | NYU Luthern Medical Center | NYU Langone Health | NY | 100% | FALSE | 0 | 0 | 0 | 0 | 0 | 0 | 0 | 0 | 0 | 0 | 0 | 0 | 0
54775 | University of Iowa Main Power Plant | University of Iowa | IA | 100% | FALSE | 46762.718 | 35283.982 | 14936.414 | 20321.444 | 26.124 | 0 | 0 | 11478.736 | 0 | 15338.8042 | 0 | 0 | 0
54780 | University of Illinois Abbott Power Plt | University of Illinois | IL | 100% | FALSE | 245303.899 | 245303.899 | 20267.883 | 225036.016 | 0 | 0 | 0 | 0 | 0 | 88207.8256 | 0 | 0 | 0
54782 | Seneca Energy | Ares | NY | 100% | TRUE | 121990 | 0 | 0 | 0 | 0 | 0 | 0 | 121990 | 0 | 0 | 0 | 0 | 0
54785 | Grays Ferry Cogeneration | Veolia Energy | PA | 100% | FALSE | 1041975.998 | 1041975.998 | 0 | 1041110.13 | 865.868 | 0 | 0 | 0 | 0 | 314517.5042 | 4.446 | 238.537 | 0
54788 | Evanston Township High School | Evanston Board of Education | IL | 100% | FALSE | 0 | 0 | 0 | 0 | 0 | 0 | 0 | 0 | 0 | 0 | 0 | 0 | 0
54789 | Georgia-Pacific Brewton Mill | Georgia Pacific | AL | 100% | FALSE | 355321.571 | 164866.451 | 0 | 162885.63 | 1980.821 | 0 | 0 | 190455.12 | 0 | 52131.5789 | 0 | 0 | 0
54790 | CSL Behring LLC | CSL Behring LLC | IL | 100% | FALSE | 18703 | 18703 | 0 | 18703 | 0 | 0 | 0 | 0 | 0 | 16215.673 | 0 | 0 | 0
54793 | Storm Lake 1 | ALLETE | IA | 100% | TRUE | 214578 | 0 | 0 | 0 | 0 | 0 | 0 | 0 | 214578 | 0 | 0 | 0 | 0
54795 | Domino Sugar Baltimore | Domino Sugar | MD | 100% | FALSE | 48885.992 | 48885.992 | 0 | 48687.976 | 198.016 | 0 | 0 | 0 | 0 | 14123.0511 | 0 | 0 | 0
54800 | Saint Agnes Medical Center | Saint Agnes Medical Center | CA | 100% | FALSE | 28077.68 | 28077.68 | 0 | 28077.68 | 0 | 0 | 0 | 0 | 0 | 6747.4812 | 0 | 0 | 0
54801 | Avalon Hydropower | Avalon Hydropower LLC | NC | 100% | FALSE | 3693 | 0 | 0 | 0 | 0 | 0 | 3693 | 0 | 0 | 0 | 0 | 0 | 0
54802 | Mead Coated Board | Mead Coated Board Inc | AL | 100% | FALSE | 783519 | 203161.37 | 0 | 203161.37 | 0 | 0 | 0 | 580357.63 | 0 | 55497.421 | 0 | 1243.831 | 0
54803 | Plymouth State College Cogeneration | Plymouth State University | NH | 100% | FALSE | 0 | 0 | 0 | 0 | 0 | 0 | 0 | 0 | 0 | 0 | 0 | 0 | 0
54808 | New York University Central Plant | New York University | NY | 100% | FALSE | 90659 | 90659 | 0 | 88302.024 | 2356.976 | 0 | 0 | 0 | 0 | 53241.6856 | 0 | 0 | 0
54809 | University of Washington Power Plant | University of Washington | WA | 100% | FALSE | 16936.47 | 16936.47 | 0 | 16814.95 | 121.52 | 0 | 0 | 0 | 0 | 4364.2817 | 0 | 0 | 0
54812 | Mile 28 Water Power Project | Mi-28 Water Power Project LLC | ID | 100% | FALSE | 6043 | 0 | 0 | 0 | 0 | 0 | 6043 | 0 | 0 | 0 | 0 | 0 | 0
54813 | Shepherd Center | Shepherd Center | GA | 100% | FALSE | 0 | 0 | 0 | 0 | 0 | 0 | 0 | 0 | 0 | 29.756 | 0 | 0 | 0
54817 | Johnson County | Brazos Electric Power Coop | TX | 100% | FALSE | 382526 | 382526 | 0 | 382526 | 0 | 0 | 0 | 0 | 0 | 193424.137 | 0.976 | 55.623 | 0
54818 | 191 Peachtree Tower | Banyan St./GAP 191 Peachtree Owner, LLC | GA | 100% | FALSE | 0 | 0 | 0 | 0 | 0 | 0 | 0 | 0 | 0 | 1.3859 | 0 | 0 | 0
54823 | Smithfield Farmland Corp Bladen | Smithfield Farmland Corp. | NC | 100% | FALSE | 189 | 189 | 0 | 0 | 189 | 0 | 0 | 0 | 0 | 190.5199 | 0 | 0 | 0
54827 | Wailuku River Hydroelectric | Berkshire Hathaway Energy | HI | 100% | TRUE | 19466 | 0 | 0 | 0 | 0 | 0 | 19466 | 0 | 0 | 0 | 0 | 0 | 0
54829 | Bristol Myers Squibb New Brunswick | Bristol-Myers Squibb Co | NJ | 100% | FALSE | 64879 | 64879 | 0 | 64856.286 | 22.714 | 0 | 0 | 0 | 0 | 18346.7973 | 0 | 0 | 0
54830 | Dekalb Medical Center | DeKalb Regional Health System | GA | 100% | FALSE | 11 | 11 | 0 | 0 | 11 | 0 | 0 | 0 | 0 | 10.1089 | 0 | 0 | 0
54832 | Brandywine Power Facility | KMC Thermo, LLC | MD | 100% | FALSE | 698768.004 | 698768.004 | 0 | 697318.52 | 1449.484 | 0 | 0 | 0 | 0 | 345791.8711 | 1.714 | 78.612 | 0
54834 | Fort Greely Power Plant | Doyon Utilities, LLC | AK | 100% | FALSE | 56.84 | 56.84 | 0 | 0 | 56.84 | 0 | 0 | 0 | 0 | 47.6911 | 0 | 0 | 0
54835 | Evonik Industries AG | Evonik Degussa Corporation | IN | 100% | FALSE | 0 | 0 | 0 | 0 | 0 | 0 | 0 | 0 | 0 | 8.3154 | 0 | 0 | 0
54839 | Valdosta Water Treatment Plant | Valdosta City of | GA | 100% | FALSE | 0 | 0 | 0 | 0 | 0 | 0 | 0 | 0 | 0 | 0 | 0 | 0 | 0
54844 | Gordonsville Energy LP | Dominion | VA | 100% | TRUE | 226727.002 | 226727.002 | 0 | 225427.43 | 1299.572 | 0 | 0 | 0 | 0 | 113888.2687 | 0.827 | 31.314 | 0
54845 | Sun Trust Plaza | Sun Trust Plaza Associates LLC | GA | 100% | FALSE | 27 | 27 | 0 | 0 | 27 | 0 | 0 | 0 | 0 | 4.8914 | 0 | 0 | 0
54848 | South Georgia Medical Center | Lowndes County Hospital Authority | GA | 100% | FALSE | 0 | 0 | 0 | 0 | 0 | 0 | 0 | 0 | 0 | 6.1958 | 0 | 0 | 0
54850 | Cox Waste to Energy | Cox Interior Inc | KY | 100% | FALSE | 12105.6 | 0 | 0 | 0 | 0 | 0 | 0 | 12105.6 | 0 | 0 | 0 | 0 | 0
54851 | MMSD Jones Island Wastewater | Milwaukee Metro Sewerage Dist | WI | 100% | FALSE | 79511 | 43367.609 | 0 | 43367.609 | 0 | 0 | 0 | 36143.391 | 0 | 13304.667 | 0 | 0 | 0
54854 | Sun Peak Generating Station | Berkshire Hathaway Energy | NV | 100% | TRUE | 19508 | 19508 | 0 | 19508 | 0 | 0 | 0 | 0 | 0 | 15113.322 | 0.072 | 17.655 | 0
54855 | Mars Snackfood US | M&M Mars Inc | IL | 100% | FALSE | 26199.32 | 26199.32 | 0 | 26199.32 | 0 | 0 | 0 | 0 | 0 | 9191.5153 | 0 | 0 | 0
54858 | Southwestern Bell Telephone | Southwestern Bell Telephone Co | MO | 100% | FALSE | 37 | 37 | 0 | 0 | 37 | 0 | 0 | 0 | 0 | 27.0657 | 0 | 0 | 0
54860 | Black Creek | Black Creek Hydro Inc | WA | 100% | FALSE | 11417 | 0 | 0 | 0 | 0 | 0 | 11417 | 0 | 0 | 0 | 0 | 0 | 0
54863 | Bassett Medical Center | Bassett Healthcare | NY | 100% | FALSE | 31 | 31 | 0 | 0 | 31 | 0 | 0 | 0 | 0 | 24.9461 | 0 | 0 | 0
54865 | Phoenix Hydro Project | Eagle Creek RE LLC | NY | 100% | FALSE | 11495 | 0 | 0 | 0 | 0 | 0 | 11495 | 0 | 0 | 0 | 0 | 0 | 0
54867 | Neenah Paper Munising Mill | Neenah Paper Michigan Inc. | MI | 100% | FALSE | 34000 | 34000 | 31323.848 | 2676.152 | 0 | 0 | 0 | 0 | 0 | 23737.6608 | 0 | 0 | 0
54872 | Milstead | Enel | GA | 100% | TRUE | 2195 | 0 | 0 | 0 | 0 | 0 | 2195 | 0 | 0 | 0 | 0 | 0 | 0
54877 | Atlanta Gift Mart LP | Atlanta Gift Mart LP | GA | 100% | FALSE | 0 | 0 | 0 | 0 | 0 | 0 | 0 | 0 | 0 | 0 | 0 | 0 | 0
54878 | Dunn Paper | Dunn Paper | NY | 100% | FALSE | 4661 | 0 | 0 | 0 | 0 | 0 | 4661 | 0 | 0 | 0 | 0 | 0 | 0
54880 | Kamin LLC Wrens Plant | Kamin LLC | GA | 100% | FALSE | 765 | 765 | 0 | 765 | 0 | 0 | 0 | 0 | 0 | 508.4675 | 0 | 0 | 0
54882 | CenturyLink Regional HQ | CenturyLink Regional HQ | NC | 100% | FALSE | 0 | 0 | 0 | 0 | 0 | 0 | 0 | 0 | 0 | 0 | 0 | 0 | 0
54885 | Kimberly Mill | City of Kaukauna | WI | 100% | FALSE | 13400 | 0 | 0 | 0 | 0 | 0 | 13400 | 0 | 0 | 0 | 0 | 0 | 0
54886 | Presence Saint Mary of Nazareth Hospital | Presence Health | IL | 100% | FALSE | 10.78 | 10.78 | 0 | 7.282 | 3.498 | 0 | 0 | 0 | 0 | 137.268 | 0 | 0 | 0
54887 | DSM Pharmaceuticals | Patheon Manufacturing Service LLC | NC | 100% | FALSE | 1718 | 1718 | 0 | 631.702 | 1086.298 | 0 | 0 | 0 | 0 | 1064.7159 | 0 | 0 | 0
54890 | Peoples Generating Station | North American Natural Resources | MI | 100% | FALSE | 18324 | 0 | 0 | 0 | 0 | 0 | 0 | 18324 | 0 | 0 | 0 | 0 | 0
54894 | Narrows (NC) | Cube Hydro Partners | NC | 100% | FALSE | 335457 | 0 | 0 | 0 | 0 | 0 | 335457 | 0 | 0 | 0 | 0 | 0 | 0
54895 | Falls Hydro | Cube Hydro Partners | NC | 100% | FALSE | 90517 | 0 | 0 | 0 | 0 | 0 | 90517 | 0 | 0 | 0 | 0 | 0 | 0
54896 | High Rock Hydro | Cube Hydro Partners | NC | 100% | FALSE | 101115 | 0 | 0 | 0 | 0 | 0 | 101115 | 0 | 0 | 0 | 0 | 0 | 0
54897 | Tuckertown Hydro | Cube Hydro Partners | NC | 100% | FALSE | 94799 | 0 | 0 | 0 | 0 | 0 | 94799 | 0 | 0 | 0 | 0 | 0 | 0
54898 | Santeetlah | Brookfield | NC | 100% | TRUE | 100567 | 0 | 0 | 0 | 0 | 0 | 100567 | 0 | 0 | 0 | 0 | 0 | 0
54899 | Cheoah | Brookfield | NC | 100% | TRUE | 359213 | 0 | 0 | 0 | 0 | 0 | 359213 | 0 | 0 | 0 | 0 | 0 | 0
54900 | Calderwood | Brookfield | TN | 100% | TRUE | 432672 | 0 | 0 | 0 | 0 | 0 | 432672 | 0 | 0 | 0 | 0 | 0 | 0
54901 | Chilhowee | Brookfield | TN | 100% | TRUE | 78469 | 0 | 0 | 0 | 0 | 0 | 78469 | 0 | 0 | 0 | 0 | 0 | 0
54906 | Georgia Pacific Center | GP Center Holdings LLC | GA | 100% | FALSE | 0 | 0 | 0 | 0 | 0 | 0 | 0 | 0 | 0 | 11.4948 | 0 | 0 | 0
54907 | Mass Inst Tech Cntrl Utilities/Cogen Plt | Massachusetts Inst of Tech | MA | 100% | FALSE | 62271.16 | 62271.16 | 0 | 61756.77 | 514.39 | 0 | 0 | 0 | 0 | 16726.8721 | 0 | 25.667 | 0
54908 | Enderlin | Archer Daniels Midland Co | ND | 100% | FALSE | 1996 | 0 | 0 | 0 | 0 | 0 | 0 | 0 | 1996 | 0 | 0 | 0 | 0
54909 | Tehachapi Wind Resource II | CalWind Resources Inc | CA | 100% | FALSE | 48641 | 0 | 0 | 0 | 0 | 0 | 0 | 0 | 48641 | 0 | 0 | 0 | 0
54910 | Brent Run Generating Station | Energy Developments, Inc II | MI | 100% | FALSE | 48998 | 0 | 0 | 0 | 0 | 0 | 0 | 48998 | 0 | 0 | 0 | 0 | 0
54912 | Martinez Refining | Martinez Refining Co | CA | 100% | FALSE | 785590.001 | 751783.49 | 0 | 751783.49 | 0 | 0 | 0 | 33806.511 | 0 | 309953.1358 | 0 | 0 | 0
54918 | Ergon Refining Vicksburg | Ergon Refining Inc | MS | 100% | FALSE | 38600 | 38600 | 0 | 38600 | 0 | 0 | 0 | 0 | 0 | 10795.4674 | 0 | 0 | 0
54925 | Twin Bridges LFGTE | Wabash Valley Power Assn, Inc | IN | 100% | FALSE | 62263 | 0 | 0 | 0 | 0 | 0 | 0 | 62263 | 0 | 0 | 0 | 0 | 0
54926 | Prairie View I & II LFGTE | Wabash Valley Power Assn, Inc | IN | 100% | FALSE | 39501 | 0 | 0 | 0 | 0 | 0 | 0 | 39501 | 0 | 0 | 0 | 0 | 0
54929 | Alliant SBD 9403 Aegon DC | Industrial Energy Applications Inc | IA | 100% | FALSE | 0 | 0 | 0 | 0 | 0 | 0 | 0 | 0 | 0 | 16.3862 | 0 | 0 | 0
54932 | Panduit Tinley Park | Panduit Corp | IL | 100% | FALSE | 0 | 0 | 0 | 0 | 0 | 0 | 0 | 0 | 0 | 7.1302 | 0 | 0 | 0
54933 | Mondelez Global LLC | Kraft Foods | IL | 100% | FALSE | 0 | 0 | 0 | 0 | 0 | 0 | 0 | 0 | 0 | 0 | 0 | 0 | 0
54936 | Richard J Donovan Correctional Facility | California Dept of Corrections | CA | 100% | FALSE | 8686 | 8686 | 0 | 8686 | 0 | 0 | 0 | 0 | 0 | 2220.659 | 0 | 0 | 0
54937 | Wellesley College Central Utility Plant | Wellesley College | MA | 100% | FALSE | 17919.3 | 17919.3 | 0 | 17919.3 | 0 | 0 | 0 | 0 | 0 | 7757.9874 | 0 | 0 | 0
54939 | EKS Landfill | Waste Management | MN | 100% | FALSE | 37666 | 0 | 0 | 0 | 0 | 0 | 0 | 37666 | 0 | 0 | 0 | 0 | 0
54950 | Univ of Oregon Central Power Station | University of Oregon | OR | 100% | FALSE | 867 | 867 | 0 | 805.94 | 61.06 | 0 | 0 | 0 | 0 | 538.6457 | 0 | 0 | 0
54951 | Monterey Regional Water Cogen Facility | MRWPCA | CA | 100% | FALSE | 9237 | 3172.924 | 0 | 3172.924 | 0 | 0 | 0 | 6064.076 | 0 | 1020.5002 | 0 | 0 | 0
54956 | Deercroft I & II LFGTE | Wabash Valley Power Assn, Inc | IN | 100% | FALSE | 25260 | 0 | 0 | 0 | 0 | 0 | 0 | 25260 | 0 | 0 | 0 | 0 | 0
54965 | Cargill Salt | Cargill | MI | 100% | FALSE | 11639.03 | 11639.03 | 0 | 11639.03 | 0 | 0 | 0 | 0 | 0 | 3859.3271 | 0 | 0 | 0
54967 | Alliant SBD 9302 Aegon NP | Industrial Energy Applications Inc | IA | 100% | FALSE | 0 | 0 | 0 | 0 | 0 | 0 | 0 | 0 | 0 | 5.8697 | 0 | 0 | 0
54968 | Alliant SBD 9502 Eaton | Industrial Energy Applications Inc | IA | 100% | FALSE | 1.96 | 1.96 | 0 | 0 | 1.96 | 0 | 0 | 0 | 0 | 88.2082 | 0 | 0 | 0
54969 | Dixon Hydroelectric Dam | STS HydroPower | IL | 100% | FALSE | 12046 | 0 | 0 | 0 | 0 | 0 | 12046 | 0 | 0 | 0 | 0 | 0 | 0
54974 | Sauder Power Plant | Sauder Woodworking Co | OH | 100% | FALSE | 28764 | 186.876 | 0 | 186.876 | 0 | 0 | 0 | 28577.124 | 0 | 56.9834 | 0 | 0 | 0
54975 | New Mexico State University | New Mexico State University | NM | 100% | FALSE | 36524 | 36524 | 0 | 36524 | 0 | 0 | 0 | 0 | 0 | 14006.4107 | 0 | 0 | 0
54980 | Ocean County Landfill | Ares | NJ | 100% | TRUE | 105362 | 0 | 0 | 0 | 0 | 0 | 0 | 105362 | 0 | 0 | 0 | 0 | 0
54981 | Harris Energy Realty | City of Holyoke Gas and Electric Dept. | MA | 100% | FALSE | 0 | 0 | 0 | 0 | 0 | 0 | 0 | 0 | 0 | 0 | 0 | 0 | 0
54984 | Salem Energy Systems LLC | DTE Energy | NC | 100% | TRUE | 26656 | 0 | 0 | 0 | 0 | 0 | 0 | 26656 | 0 | 0 | 0 | 0 | 0
54985 | Crestwood Dothan | Crestwood Corp | AL | 100% | FALSE | 423 | 423 | 0 | 0 | 423 | 0 | 0 | 0 | 0 | 121.3881 | 0 | 0 | 0
54987 | Woodridge Greene Valley Treatment Plant | DuPage County | IL | 100% | FALSE | 6 | 6 | 0 | 2.842 | 3.158 | 0 | 0 | 0 | 0 | 2.7055 | 0 | 0 | 0
54989 | Pine Tree Acres | Ares | MI | 100% | TRUE | 70877 | 0 | 0 | 0 | 0 | 0 | 0 | 70877 | 0 | 0 | 0 | 0 | 0
54998 | Wheelabrator Portsmouth | Energy Capital Partners | VA | 100% | TRUE | 256057.004 | 28248.344 | 0 | 0 | 28248.344 | 0 | 0 | 227808.66 | 0 | 44157.0793 | 0 | 0 | 0
55002 | Murphy-Brown LLC | Murphy - Brown LLC | NC | 100% | FALSE | 8 | 8 | 0 | 0 | 8 | 0 | 0 | 0 | 0 | 9.4567 | 0 | 0 | 0
55004 | Thornwood High School | Thorton Township School Dist | IL | 100% | FALSE | 0 | 0 | 0 | 0 | 0 | 0 | 0 | 0 | 0 | 0 | 0 | 0 | 0
55005 | Thornridge High School | Thorton Township School Dist | IL | 100% | FALSE | 0 | 0 | 0 | 0 | 0 | 0 | 0 | 0 | 0 | 0 | 0 | 0 | 0
55006 | Nashua Plant | Energy Power Partners | NH | 100% | FALSE | 13772 | 0 | 0 | 0 | 0 | 0 | 0 | 13772 | 0 | 0 | 0 | 0 | 0
55007 | K W Company | K-W Co | ID | 100% | FALSE | 2196 | 0 | 0 | 0 | 0 | 0 | 2196 | 0 | 0 | 0 | 0 | 0 | 0
55009 | Montgomery Creek Hydro | Enel | CA | 50% | TRUE | 5203 | 0 | 0 | 0 | 0 | 0 | 5203 | 0 | 0 | 0 | 0 | 0 | 0
55009 | Montgomery Creek Hydro | General Electric | CA | 50% | TRUE | 5203 | 0 | 0 | 0 | 0 | 0 | 5203 | 0 | 0 | 0 | 0 | 0 | 0
55014 | Greene Valley Gas Recovery | Waste Management | IL | 100% | FALSE | 37758 | 0 | 0 | 0 | 0 | 0 | 0 | 37758 | 0 | 0 | 0 | 0 | 0
55015 | Sweeny Cogen Facility | ConocoPhillips | TX | 100% | FALSE | 2694505.02 | 1898503.3 | 0 | 1898503.3 | 0 | 0 | 0 | 796001.72 | 0 | 828127.3412 | 12.783 | 476.497 | 0
55026 | Dighton Power Plant | Starwood Energy | MA | 100% | TRUE | 656722 | 656722 | 0 | 656722 | 0 | 0 | 0 | 0 | 0 | 310345.4 | 1.567 | 35.14 | 0
55027 | Papillion Creek Wastewater | Omaha City of | NE | 100% | FALSE | 8007 | 801.757 | 0 | 801.757 | 0 | 0 | 0 | 7205.243 | 0 | 390.0005 | 0 | 0 | 0
55029 | De Pere Energy Center | WEC Energy Group | WI | 100% | TRUE | 107689 | 107689 | 0 | 107689 | 0 | 0 | 0 | 0 | 0 | 77011.898 | 0.391 | 63.143 | 0
55031 | Androscoggin Energy Center | Verso Paper Androscoggin LLC | ME | 100% | FALSE | 200899.001 | 200899.001 | 0 | 196882.2 | 4016.801 | 0 | 0 | 0 | 0 | 56180.3525 | 1.952 | 21.098 | 0
55033 | Missouri River Wastewater Treatment | Omaha City of | NE | 100% | FALSE | 10734 | 555.493 | 0 | 555.493 | 0 | 0 | 0 | 10178.507 | 0 | 367.9084 | 0 | 0 | 0
55035 | Davenport Water Pollution Control Plant | Davenport City of | IA | 100% | FALSE | 9246.3 | 64.018 | 0 | 64.018 | 0 | 0 | 0 | 9182.282 | 0 | 21.6245 | 0 | 0 | 0
55036 | University of Tennessee Steam Plant | University of Tennessee | TN | 100% | FALSE | 34756 | 34756 | 0 | 34756 | 0 | 0 | 0 | 0 | 0 | 10662.7398 | 0 | 0 | 0
55037 | Opryland USA | Gaylord Entertainment Co | TN | 100% | FALSE | 33041 | 33041 | 0 | 33041 | 0 | 0 | 0 | 0 | 0 | 8911.2737 | 0 | 0 | 0
55039 | Rio Bravo | PNM Resources | NM | 100% | TRUE | 82287 | 82287 | 0 | 81805.524 | 481.476 | 0 | 0 | 0 | 0 | 56438.2585 | 0.302 | 18.232 | 0
55042 | Bridgeport Energy Project | Emera | CT | 100% | TRUE | 2374487 | 2374487 | 0 | 2374487 | 0 | 0 | 0 | 0 | 0 | 1001842.872 | 5.057 | 136.522 | 0
55043 | Cherokee County Cogen | LS Power | SC | 100% | TRUE | 607593.45 | 607593.45 | 0 | 607593.45 | 0 | 0 | 0 | 0 | 0 | 271541.6582 | 1.714 | 70.949 | 0
55044 | Boise Cascade Pulp & Paper Mill | Boise White Paper LLC | AL | 100% | FALSE | 115363.719 | 45532.689 | 0 | 45416.754 | 115.935 | 0 | 0 | 69831.03 | 0 | 14561.2102 | 0 | 0 | 0
55048 | Tiverton Power Plant | Emera | RI | 100% | TRUE | 1302320 | 1302320 | 0 | 1302320 | 0 | 0 | 0 | 0 | 0 | 555110.089 | 2.802 | 52.959 | 0
55051 | Axiall Plaquemine | Axiall Corp | LA | 100% | FALSE | 1497070.951 | 1450536.3 | 0 | 1450536.3 | 0 | 0 | 0 | 46534.651 | 0 | 403270.5515 | 0 | 0 | 0
55052 | Jameson Gas Processing Plant | WTG Jameson, L.P. | TX | 100% | FALSE | 13029 | 13029 | 0 | 13029 | 0 | 0 | 0 | 0 | 0 | 7029.5346 | 0 | 0 | 0
55053 | Bridgeport Gas Processing Plant | EnLink Midstream Services, LLC | TX | 100% | FALSE | 53083.66 | 53083.66 | 0 | 53083.66 | 0 | 0 | 0 | 0 | 0 | 31629.4283 | 0 | 0 | 0
55054 | Livingston Generating Facility | Hoosier Energy | IL | 100% | FALSE | 0 | 0 | 0 | 0 | 0 | 0 | 0 | 0 | 0 | 0 | 0 | 0 | 0
55063 | Batesville Generation Facility | Cooperative Energy | MS | 100% | FALSE | 3310185 | 3310185 | 0 | 3310185 | 0 | 0 | 0 | 0 | 0 | 1502928.609 | 7.587 | 323.569 | 0
55064 | Black Hawk Station | Borger Energy Associates LP | TX | 100% | FALSE | 1533809.99 | 1343531.2 | 0 | 1343531.2 | 0 | 0 | 0 | 190278.79 | 0 | 408963.7258 | 71.721 | 531.058 | 0
55065 | Mustang Station | Golden Spread Electric Cooperative, Inc | TX | 100% | FALSE | 1793555 | 1793555 | 0 | 1793555 | 0 | 0 | 0 | 0 | 0 | 905215.127 | 4.57 | 260.353 | 0
55067 | MPEA Energy Center | Metropolitan Pier and Exposition Auth | IL | 100% | FALSE | 0 | 0 | 0 | 0 | 0 | 0 | 0 | 0 | 0 | 0 | 0 | 0 | 0
55068 | Maine Independence Station | Dynegy | ME | 100% | TRUE | 332225 | 332225 | 0 | 332225 | 0 | 0 | 0 | 0 | 0 | 147329.296 | 0.743 | 23.204 | 0
55074 | Lakeview Gas Recovery | Waste Management | PA | 100% | FALSE | 39154 | 0 | 0 | 0 | 0 | 0 | 0 | 39154 | 0 | 0 | 0 | 0 | 0
55075 | Pine Bluff Energy Center | Calpine | AR | 100% | TRUE | 1168510 | 1168510 | 0 | 1168510 | 0 | 0 | 0 | 0 | 0 | 383655.9471 | 3.612 | 190.119 | 0
55077 | Desert Star Energy Center | Sempra | NV | 100% | TRUE | 1051947 | 1051947 | 0 | 1051947 | 0 | 0 | 0 | 0 | 0 | 490263.782 | 2.475 | 54.436 | 0
55079 | Millennium Power | Riverstone | MA | 100% | TRUE | 1320001 | 1320001 | 0 | 1320001 | 0 | 0 | 0 | 0 | 0 | 560533.587 | 2.83 | 60.454 | 0
55081 | Brownsville Peaking Power | Tennessee Valley Authority | TN | 100% | TRUE | 316517 | 316517 | 0 | 316517 | 0 | 0 | 0 | 0 | 0 | 221673.993 | 1.12 | 135.001 | 0
55086 | Gregory Power Facility | NRG | TX | 100% | TRUE | 0 | 0 | 0 | 0 | 0 | 0 | 0 | 0 | 0 | 0 | 0 | 0 | 0
55087 | Zeeland Generating Station | CMS Energy | MI | 100% | TRUE | 3212419 | 3212419 | 0 | 3212419 | 0 | 0 | 0 | 0 | 0 | 1477800.257 | 7.46 | 161.91 | 0
55088 | Dearborn Industrial Generation | CMS Energy | MI | 100% | TRUE | 4595012.97 | 3091405.67 | 0 | 3091405.67 | 0 | 0 | 0 | 1503607.3 | 0 | 1858340.8279 | 880.942 | 464.977 | 0
55089 | Taft Cogeneration Facility | Occidental | LA | 100% | TRUE | 5519573.026 | 5485242.3 | 0 | 5485242.3 | 0 | 0 | 0 | 34330.726 | 0 | 2179813.9201 | 2.156 | 578.484 | 0
55090 | Plummer Cogen | Stimson Lumber Company | ID | 100% | FALSE | 33832 | 0 | 0 | 0 | 0 | 0 | 0 | 33832 | 0 | 0 | 0 | 0 | 0
55091 | Midlothian Energy Facility | Dynegy | TX | 100% | TRUE | 3239653 | 3239653 | 0 | 3239653 | 0 | 0 | 0 | 0 | 0 | 1490811.878 | 7.525 | 174.781 | 0
55093 | MM Taunton Energy | MM Taunton Energy LLC | MA | 100% | FALSE | 14431 | 0 | 0 | 0 | 0 | 0 | 0 | 14431 | 0 | 0 | 0 | 0 | 0
55094 | MM San Diego-Miramar | MM San Diego Energy-Miramar | CA | 100% | FALSE | 51224 | 0 | 0 | 0 | 0 | 0 | 0 | 51224 | 0 | 0 | 0 | 0 | 0
55096 | Portside Energy | Portside Energy Corp | IN | 100% | FALSE | 262113 | 262113 | 0 | 262113 | 0 | 0 | 0 | 0 | 0 | 64243.0628 | 0 | 25.717 | 0
55097 | Lamar Power Project | Vistra Energy | TX | 100% | TRUE | 6150338 | 6150338 | 0 | 6150338 | 0 | 0 | 0 | 0 | 0 | 2557401.42 | 12.91 | 726.026 | 0
55099 | NRG Sterlington Power | NRG | LA | 100% | TRUE | 1768 | 1768 | 0 | 1768 | 0 | 0 | 0 | 0 | 0 | 2069.872 | 0 | 0 | 0
55100 | Rumford Power, Inc | Emera | ME | 100% | TRUE | 232573 | 232573 | 0 | 232573 | 0 | 0 | 0 | 0 | 0 | 104858.51 | 0.529 | 20.632 | 0
55101 | Kalamazoo River Generating Station | CMS Energy | MI | 100% | TRUE | 6465 | 6465 | 0 | 6465 | 0 | 0 | 0 | 0 | 0 | 5008.118 | 0.025 | 1.967 | 0
55102 | Livingston Generating Station | CMS Energy | MI | 100% | TRUE | 6528 | 6528 | 0 | 6528 | 0 | 0 | 0 | 0 | 0 | 5400.027 | 0.028 | 11.576 | 0
55109 | Rocky Road Power LLC | The Carlyle Group | IL | 100% | TRUE | 17048 | 17048 | 0 | 17048 | 0 | 0 | 0 | 0 | 0 | 11616.479 | 0.059 | 9.138 | 0
55110 | Madison | Duke | OH | 100% | TRUE | 314485 | 314485 | 0 | 314485 | 0 | 0 | 0 | 0 | 0 | 258441.112 | 1.305 | 78.487 | 0
55112 | Sutter Energy Center | Calpine | CA | 100% | TRUE | 0 | 0 | 0 | 0 | 0 | 0 | 0 | 0 | 0 | 0 | 0 | 0 | 0
55116 | Rockingham County CT Station | Duke | NC | 100% | TRUE | 678171 | 678171 | 0 | 675087.19 | 3083.81 | 0 | 0 | 0 | 0 | 439551.5213 | 2.209 | 164.192 | 0
55123 | Magic Valley Generating Station | Calpine | TX | 100% | TRUE | 3105203 | 3105203 | 0 | 3105203 | 0 | 0 | 0 | 0 | 0 | 1352044.623 | 6.825 | 163.067 | 0
55124 | Griffith Energy LLC | Oaktree Capital | AZ | 100% | TRUE | 1940236 | 1940236 | 0 | 1940236 | 0 | 0 | 0 | 0 | 0 | 848553.359 | 4.284 | 71.292 | 0
55125 | Vansycle | NextEra Energy | OR | 100% | TRUE | 63777 | 0 | 0 | 0 | 0 | 0 | 0 | 0 | 63777 | 0 | 0 | 0 | 0
55126 | Milford Power Project | Dynegy | CT | 100% | TRUE | 2997172 | 2997172 | 0 | 2997172 | 0 | 0 | 0 | 0 | 0 | 1275528.97 | 6.439 | 90.893 | 0
55127 | Manchief Electric Generating Station | Atlantic Power Corporation | CO | 100% | FALSE | 111886 | 111886 | 0 | 111886 | 0 | 0 | 0 | 0 | 0 | 73793.901 | 0.373 | 39.949 | 0
55129 | Desert Basin | Salt River Project | AZ | 100% | TRUE | 1032878 | 1032878 | 0 | 1032878 | 0 | 0 | 0 | 0 | 0 | 494621.019 | 2.497 | 46.48 | 0
55131 | Kendall County Generation Facility | Dynegy | IL | 100% | TRUE | 6507968 | 6507968 | 0 | 6507968 | 0 | 0 | 0 | 0 | 0 | 2938263.245 | 14.833 | 256.729 | 0
55133 | Thomson Reuters Campus Bldg A-D | Thomson Corp | MN | 100% | FALSE | 90 | 90 | 0 | 0 | 90 | 0 | 0 | 0 | 0 | 60.2457 | 0 | 0 | 0
55135 | Alliant Energy Neenah | Alliant Energy | WI | 100% | TRUE | 362150 | 362150 | 0 | 362150 | 0 | 0 | 0 | 0 | 0 | 240969.146 | 1.216 | 76.368 | 0
55137 | Rio Nogales Power Project | CPS Energy | TX | 100% | TRUE | 2474959 | 2474959 | 0 | 2474959 | 0 | 0 | 0 | 0 | 0 | 1126402.232 | 5.687 | 278.055 | 0
55138 | Walton Discover Power Facility | Walton Discover LLC | AL | 100% | FALSE | 4037 | 4037 | 0 | 4037 | 0 | 0 | 0 | 0 | 0 | 4197.9548 | 0.015 | 6.298 | 0
55139 | Wolf Hollow I LP | Exelon | TX | 100% | TRUE | 2453285 | 2453285 | 0 | 2453285 | 0 | 0 | 0 | 0 | 0 | 1113946.03 | 5.623 | 224.759 | 0
55141 | Hawk Road Facility | Oglethorpe | GA | 100% | TRUE | 517724 | 517724 | 0 | 517724 | 0 | 0 | 0 | 0 | 0 | 349044.652 | 1.763 | 123.551 | 0
55144 | Hays Energy Project | Dynegy | TX | 100% | TRUE | 2715175 | 2715175 | 0 | 2715175 | 0 | 0 | 0 | 0 | 0 | 1260671.766 | 6.364 | 128.871 | 0
55146 | Green Country Energy LLC | J-Power | OK | 100% | TRUE | 4928961 | 4928961 | 0 | 4928961 | 0 | 0 | 0 | 0 | 0 | 2147645.144 | 10.842 | 403.495 | 0
55148 | Worthington Generation LLC | Hoosier Energy | IN | 100% | FALSE | 46691 | 46691 | 0 | 46691 | 0 | 0 | 0 | 0 | 0 | 30019.984 | 0.152 | 22.901 | 0
55149 | Lake Road Generating Plant | Dynegy | CT | 100% | TRUE | 4764961 | 4764961 | 0 | 4764961 | 0 | 0 | 0 | 0 | 0 | 2142229.046 | 10.815 | 115.968 | 0
55151 | La Paloma Generating Plant | CXA La Paloma LLC | CA | 100% | FALSE | 2969290 | 2969290 | 0 | 2969290 | 0 | 0 | 0 | 0 | 0 | 1303401.329 | 6.58 | 84.388 | 0
55152 | Bank of America Plaza | BF ATL Realty Services LLC | GA | 100% | FALSE | 0 | 0 | 0 | 0 | 0 | 0 | 0 | 0 | 0 | 4.5653 | 0 | 0 | 0
55153 | Guadalupe Generating Station | Calpine | TX | 100% | TRUE | 5018255 | 5018255 | 0 | 5018255 | 0 | 0 | 0 | 0 | 0 | 2396571.496 | 12.099 | 641.671 | 0
55155 | MM Albany Energy | MM Albany Energy LLC | NY | 100% | FALSE | 25689 | 0 | 0 | 0 | 0 | 0 | 0 | 25689 | 0 | 0 | 0 | 0 | 0
55156 | MM Prince William Energy | MM Prince William Energy LLC | VA | 100% | FALSE | 52207 | 0 | 0 | 0 | 0 | 0 | 0 | 52207 | 0 | 0 | 0 | 0 | 0
55160 | MM Tulare Energy | MM Tulare Energy LLC | CA | 100% | FALSE | 0 | 0 | 0 | 0 | 0 | 0 | 0 | 0 | 0 | 0 | 0 | 0 | 0
55161 | MM Lopez Energy | MM Lopez Energy LLC | CA | 100% | FALSE | 23438 | 0 | 0 | 0 | 0 | 0 | 0 | 23438 | 0 | 0 | 0 | 0 | 0
55163 | MM Hartford Energy | DeltaPro Energy Inc | CT | 100% | FALSE | 6076 | 0 | 0 | 0 | 0 | 0 | 0 | 6076 | 0 | 0 | 0 | 0 | 0
55164 | Bluegrass Generating Station | East Kentucky Power Coop | KY | 100% | TRUE | 80151 | 80151 | 0 | 80151 | 0 | 0 | 0 | 0 | 0 | 54670.251 | 0.276 | 33.05 | 0
55165 | Calcasieu | Entergy | LA | 100% | TRUE | 360040 | 360040 | 0 | 360040 | 0 | 0 | 0 | 0 | 0 | 233027.868 | 1.176 | 170.878 | 0
55166 | Broad River Energy Center | Broad River Energy LLC | SC | 100% | FALSE | 402646.998 | 402646.998 | 0 | 402150.02 | 496.978 | 0 | 0 | 0 | 0 | 252268.7625 | 1.348 | 76.398 | 0
55168 | Bastrop Energy Center | The Blackstone Group | TX | 100% | TRUE | 2093837 | 2093837 | 0 | 2093837 | 0 | 0 | 0 | 0 | 0 | 923505.89 | 4.662 | 217.076 | 0
55170 | Granite Ridge | Calpine | NH | 100% | TRUE | 2738498 | 2738498 | 0 | 2738498 | 0 | 0 | 0 | 0 | 0 | 1178182.209 | 5.948 | 79.708 | 0
55172 | Bosque County Peaking | Calpine | TX | 100% | TRUE | 4582969 | 4582969 | 0 | 4582969 | 0 | 0 | 0 | 0 | 0 | 1912318.431 | 9.655 | 263.346 | 0
55173 | Acadia Energy Center | CLECO | LA | 50% | TRUE | 2383632 | 2383632 | 0 | 2383632 | 0 | 0 | 0 | 0 | 0 | 1036015.095 | 5.23 | 84.6545 | 0
55176 | Eastman Cogeneration Facility | Eastman Chemical | TX | 100% | FALSE | 2018275.09 | 2018275.09 | 0 | 2018275.09 | 0 | 0 | 0 | 0 | 0 | 669221.6078 | 6.242 | 267.149 | 0
55177 | South Point Energy Center | Calpine | AZ | 100% | TRUE | 0 | 0 | 0 | 0 | 0 | 0 | 0 | 0 | 0 | 0 | 0 | 0 | 0
55182 | Sunrise Power LLC | NRG | CA | 100% | TRUE | 2920020 | 2920020 | 0 | 2920020 | 0 | 0 | 0 | 0 | 0 | 1209486.836 | 6.106 | 50.58 | 0
55183 | Nelson Energy Center | Invenergy | IL | 100% | TRUE | 2183898 | 2183898 | 0 | 2183898 | 0 | 0 | 0 | 0 | 0 | 936579.308 | 4.728 | 140.355 | 0
55184 | Aera San Ardo Cogen Facility | Aera Energy LLC | CA | 100% | FALSE | 47553 | 47553 | 0 | 47553 | 0 | 0 | 0 | 0 | 0 | 15012.8842 | 0 | 0 | 0
55188 | Cordova Energy | Berkshire Hathaway Energy | IL | 100% | TRUE | 79770 | 79770 | 0 | 79770 | 0 | 0 | 0 | 0 | 0 | 33584.462 | 0.169 | 3.314 | 0
55192 | Osceola (FL) | NRG | FL | 100% | TRUE | 0 | 0 | 0 | 0 | 0 | 0 | 0 | 0 | 0 | 0 | 0 | 0 | 0
55196 | Springdale 1 & 2 | LS Power | PA | 100% | TRUE | 139451 | 139451 | 0 | 139451 | 0 | 0 | 0 | 0 | 0 | 89408.901 | 0.452 | 61.51 | 0
55198 | Riverside Generating LLC | LS Power | KY | 100% | TRUE | 431515 | 431515 | 0 | 431515 | 0 | 0 | 0 | 0 | 0 | 279345.249 | 1.411 | 133.521 | 0
55200 | Arapahoe Combustion Turbine Project | IIF BH Investments | CO | 100% | FALSE | 184229 | 184229 | 0 | 184229 | 0 | 0 | 0 | 0 | 0 | 102647.92 | 0.519 | 23.723 | 0
55201 | Gibson City Energy Center LLC | Rockland Capital | IL | 100% | FALSE | 49610 | 49610 | 0 | 49610 | 0 | 0 | 0 | 0 | 0 | 32447.834 | 0.164 | 19.215 | 0
55202 | Pinckneyville | Ameren | IL | 100% | TRUE | 99461 | 99461 | 0 | 99461 | 0 | 0 | 0 | 0 | 0 | 61661.547 | 0.311 | 47.501 | 0
55203 | Ponnequin Phase 1 | Ponnequin Acquisitions, LLC | CO | 100% | FALSE | 0 | 0 | 0 | 0 | 0 | 0 | 0 | 0 | 0 | 0 | 0 | 0 | 0
55204 | Kinmundy | Ameren | IL | 100% | TRUE | 7867 | 7867 | 0 | 7867 | 0 | 0 | 0 | 0 | 0 | 6856.446 | 0.035 | 4.083 | 0
55206 | Corpus Christi Energy Center | Calpine | TX | 100% | TRUE | 2134548.999 | 2133657.08 | 0 | 2133657.08 | 0 | 0 | 0 | 891.919 | 0 | 703092.5274 | 7.022 | 452.23 | 0
55207 | Valmont Combustion Turbine Project | IIF BH Investments | CO | 100% | FALSE | 0 | 0 | 0 | 0 | 0 | 0 | 0 | 0 | 0 | 0 | 0 | 0 | 0
55208 | Lake Benton I | ALLETE | MN | 100% | TRUE | 232962 | 0 | 0 | 0 | 0 | 0 | 0 | 0 | 232962 | 0 | 0 | 0 | 0
55210 | Afton Generating Station | PNM Resources | NM | 100% | TRUE | 401978 | 401978 | 0 | 401978 | 0 | 0 | 0 | 0 | 0 | 199030.171 | 1.005 | 37.8 | 0
55211 | ANP Bellingham Energy Project | Dynegy | MA | 100% | TRUE | 1999288 | 1999288 | 0 | 1999288 | 0 | 0 | 0 | 0 | 0 | 825549.875 | 4.167 | 79.287 | 0
55212 | ANP Blackstone Energy Project | Dynegy | MA | 100% | TRUE | 2017379 | 2017379 | 0 | 2017379 | 0 | 0 | 0 | 0 | 0 | 865706.596 | 4.37 | 80.153 | 0
55215 | Odessa-Ector Power Plant | Vistra Energy | TX | 100% | TRUE | 4495722 | 4495722 | 0 | 4495722 | 0 | 0 | 0 | 0 | 0 | 1991783.6 | 10.056 | 538.352 | 0
55216 | Morris Cogeneration LLC | Atlantic Power Corporation | IL | 100% | FALSE | 635065 | 635065 | 0 | 635065 | 0 | 0 | 0 | 0 | 0 | 262900.1062 | 2.333 | 208.591 | 0
55217 | Los Medanos Energy Center | Calpine | CA | 100% | TRUE | 3205562 | 3205562 | 0 | 3205562 | 0 | 0 | 0 | 0 | 0 | 1251263.5324 | 7.267 | 89.947 | 0
55218 | Hinds Energy Facility | Entergy | MS | 100% | TRUE | 3245449 | 3245449 | 0 | 3245449 | 0 | 0 | 0 | 0 | 0 | 1335682.342 | 6.743 | 124.828 | 0
55220 | Attala | Entergy | MS | 100% | TRUE | 2295278 | 2295278 | 0 | 2295278 | 0 | 0 | 0 | 0 | 0 | 1006940.763 | 5.084 | 98.514 | 0
55221 | Harry L. Oswald | Arkansas Electric Coop | AR | 100% | TRUE | 310375 | 310375 | 0 | 310375 | 0 | 0 | 0 | 0 | 0 | 158796.988 | 0.802 | 151.988 | 0
55222 | Lincoln Generating Facility | ArcLight Capital | IL | 100% | TRUE | 28057 | 28057 | 0 | 28057 | 0 | 0 | 0 | 0 | 0 | 22273.753 | 0.112 | 6.697 | 0
55223 | Ennis Power Company LLC | Dynegy | TX | 100% | TRUE | 867558 | 867558 | 0 | 867558 | 0 | 0 | 0 | 0 | 0 | 391489.86 | 1.976 | 89.358 | 0
55224 | Wheatland Generating Facility | Duke | IN | 100% | TRUE | 71815 | 71815 | 0 | 71815 | 0 | 0 | 0 | 0 | 0 | 63058.728 | 0.319 | 67.314 | 0
55225 | Oneta Energy Center | LS Power | OK | 100% | TRUE | 4247424 | 4247424 | 0 | 4247424 | 0 | 0 | 0 | 0 | 0 | 1939306.464 | 9.79 | 556.493 | 0
55228 | Greenville Electric Generating Station | Buckeye Power | OH | 100% | TRUE | 93627 | 93627 | 0 | 93627 | 0 | 0 | 0 | 0 | 0 | 56926.8 | 0.321 | 40.773 | 0
55229 | Montpelier Electric Generating Station | AES | IN | 100% | TRUE | 140885.998 | 140885.998 | 0 | 139556.17 | 1329.828 | 0 | 0 | 0 | 0 | 93466.0021 | 5.321 | 96.938 | 0
55230 | Jack County | Brazos Electric Power Coop | TX | 100% | FALSE | 3244875 | 3244875 | 0 | 3244875 | 0 | 0 | 0 | 0 | 0 | 1400568.51 | 7.067 | 199.123 | 0
55231 | Liberty Electric Power Plant | Dynegy | PA | 100% | TRUE | 4140917 | 4140917 | 0 | 4140917 | 0 | 0 | 0 | 0 | 0 | 1812822.727 | 9.152 | 159.888 | 0
55232 | Marshall Energy Facility | Tennessee Valley Authority | KY | 100% | TRUE | 348893.002 | 348893.002 | 0 | 347667.7 | 1225.302 | 0 | 0 | 0 | 0 | 251771.6827 | 1.253 | 55.208 | 0
55233 | Handsome Lake Energy LLC | Exelon | PA | 100% | TRUE | 181144 | 181144 | 0 | 181144 | 0 | 0 | 0 | 0 | 0 | 128169.2 | 0.69 | 182.515 | 0
55234 | Audrain Generating Station | Ameren | MO | 100% | TRUE | 33017 | 33017 | 0 | 33017 | 0 | 0 | 0 | 0 | 0 | 23230.216 | 0.118 | 4.74 | 0
55237 | Energy Shelby County | Shelby County Energy Center, LLC | IL | 100% | FALSE | 115735 | 115735 | 0 | 115735 | 0 | 0 | 0 | 0 | 0 | 67875.5 | 0.377 | 39.514 | 0
55238 | NRG Rockford I | LS Power | IL | 100% | TRUE | 74201 | 74201 | 0 | 74201 | 0 | 0 | 0 | 0 | 0 | 47437.305 | 0.24 | 19.588 | 0
55241 | Hog Bayou Energy Center | LS Power | AL | 100% | TRUE | 521348 | 521348 | 0 | 521348 | 0 | 0 | 0 | 0 | 0 | 232901.002 | 1.176 | 24.028 | 0
55242 | Santa Rosa Energy Center | LS Power | FL | 100% | TRUE | 881473 | 881473 | 0 | 881473 | 0 | 0 | 0 | 0 | 0 | 395662.7361 | 1.987 | 110.616 | 0
55243 | Astoria Gas Turbines | NRG | NY | 100% | TRUE | 29460 | 29460 | 0 | 28987.345 | 472.655 | 0 | 0 | 0 | 0 | 25593.4762 | 2.756 | 108.214 | 0
55244 | Doyle Energy Facility | Oglethorpe | GA | 100% | TRUE | 33939 | 33939 | 0 | 33939 | 0 | 0 | 0 | 0 | 0 | 31628.222 | 0.16 | 17.411 | 0
55245 | Tuscola Station | DTE Energy | IL | 100% | TRUE | 75812.806 | 75812.806 | 0 | 75812.806 | 0 | 0 | 0 | 0 | 0 | 19198.741 | 0 | 128.571 | 0
55248 | Tait Electric Generating Station | AES | OH | 100% | TRUE | 261484.002 | 261484.002 | 0 | 261402.51 | 81.492 | 0 | 0 | 0 | 0 | 184284.3829 | 2.926 | 76.214 | 0
55250 | University Park South | LS Power | IL | 100% | TRUE | 141965 | 141965 | 0 | 141965 | 0 | 0 | 0 | 0 | 0 | 143997.9 | 0.755 | 157.146 | 0
55251 | Gleason Generating Facility | Tennessee Valley Authority | TN | 100% | TRUE | 297373 | 297373 | 0 | 297373 | 0 | 0 | 0 | 0 | 0 | 195413.415 | 0.987 | 111.98 | 0
55253 | Crete Energy Venture LLC | ArcLight Capital | IL | 100% | TRUE | 35617 | 35617 | 0 | 35617 | 0 | 0 | 0 | 0 | 0 | 27983.357 | 0.141 | 6.198 | 0
55259 | Whiting Clean Energy | BP | IN | 100% | TRUE | 2054657 | 2054657 | 0 | 2054657 | 0 | 0 | 0 | 0 | 0 | 964625.8234 | 5.898 | 84.697 | 0
55262 | Bowling Green Generating Station | American Municipal Power | OH | 100% | FALSE | 2766 | 2766 | 0 | 2766 | 0 | 0 | 0 | 0 | 0 | 2539.1817 | 0.007 | 1.53 | 0
55263 | Galion Generating Station | American Municipal Power | OH | 100% | FALSE | 2145 | 2145 | 0 | 2145 | 0 | 0 | 0 | 0 | 0 | 1917.7993 | 0.006 | 1.576 | 0
55264 | Napoleon Peaking Station | American Municipal Power | OH | 100% | FALSE | 2145 | 2145 | 0 | 2145 | 0 | 0 | 0 | 0 | 0 | 2207.7427 | 0.014 | 3.727 | 0
55267 | Edward L. Addison Generating Plant | Southern | GA | 100% | TRUE | 290156.999 | 290156.999 | 0 | 288700.07 | 1456.929 | 0 | 0 | 0 | 0 | 190703.6012 | 1.213 | 60.556 | 0
55269 | TVA Southaven Combined Cycle | Tennessee Valley Authority | MS | 87.85% | TRUE | 3339255.0717 | 3339255.0717 | 0 | 3339255.0717 | 0 | 0 | 0 | 0 | 0 | 1392935.8791 | 7.0317 | 144.2479 | 0
55270 | Jackson Generating Station | CMS Energy | MI | 100% | TRUE | 1889551 | 1889551 | 0 | 1889551 | 0 | 0 | 0 | 0 | 0 | 908042.984 | 4.585 | 467.327 | 0
55276 | Ceredo Generating Station | AEP | WV | 100% | TRUE | 155774 | 155774 | 0 | 155774 | 0 | 0 | 0 | 0 | 0 | 109500.6 | 0.563 | 29.854 | 0
55278 | Beaver Creek Gas Plant | Devon Energy Production Co | WY | 100% | FALSE | 0 | 0 | 0 | 0 | 0 | 0 | 0 | 0 | 0 | 11701.124 | 0 | 0 | 0
55279 | Aurora | LS Power | IL | 100% | TRUE | 382830 | 382830 | 0 | 382830 | 0 | 0 | 0 | 0 | 0 | 252922.271 | 1.277 | 118.025 | 0
55281 | Southeast Chicago Energy Project | Exelon | IL | 100% | TRUE | 48302 | 48302 | 0 | 48302 | 0 | 0 | 0 | 0 | 0 | 40973.1 | 0.219 | 48.3 | 0
55282 | Arlington Valley Energy Facility | Oaktree Capital | AZ | 100% | TRUE | 2039808 | 2039808 | 0 | 2039808 | 0 | 0 | 0 | 0 | 0 | 883318.806 | 4.459 | 55.574 | 0
55283 | Front Range Power Plant | City of Colorado Springs - (CO) | CO | 100% | FALSE | 1669348 | 1669348 | 0 | 1669348 | 0 | 0 | 0 | 0 | 0 | 799273.382 | 4.035 | 218.613 | 0
55284 | Big Sandy Peaker Plant | Middle River Power II, LLC | WV | 100% | FALSE | 107985 | 107985 | 0 | 107985 | 0 | 0 | 0 | 0 | 0 | 70994.2 | 0.373 | 61.153 | 0
55285 | Wolf Hills Energy | Middle River Power II, LLC | VA | 100% | FALSE | 108396 | 108396 | 0 | 108396 | 0 | 0 | 0 | 0 | 0 | 75852.3 | 0.384 | 62.038 | 0
55286 | Oleander Power Project LP | Southern | FL | 100% | TRUE | 155457.002 | 155457.002 | 0 | 155371.23 | 85.772 | 0 | 0 | 0 | 0 | 101075.0328 | 1.135 | 30.545 | 0
55287 | Storm Lake II | ALLETE | IA | 100% | TRUE | 152092 | 0 | 0 | 0 | 0 | 0 | 0 | 0 | 152092 | 0 | 0 | 0 | 0
55288 | Medway Hydro | Brookfield | ME | 100% | TRUE | 29772 | 0 | 0 | 0 | 0 | 0 | 29772 | 0 | 0 | 0 | 0 | 0 | 0
55292 | Decatur Energy Center | Capital Power | AL | 100% | FALSE | 2079102 | 2079102 | 0 | 2079102 | 0 | 0 | 0 | 0 | 0 | 937369.567 | 4.733 | 72.406 | 0
55293 | Morgan Energy Center | Calpine | AL | 100% | TRUE | 3931225 | 3931225 | 0 | 3931225 | 0 | 0 | 0 | 0 | 0 | 1615530.3846 | 9.163 | 116.855 | 0
55294 | Westbrook Energy Center Power Plant | Calpine | ME | 100% | TRUE | 1343470 | 1343470 | 0 | 1343470 | 0 | 0 | 0 | 0 | 0 | 572159.791 | 2.888 | 75.522 | 0
55295 | Blythe Energy Inc | AltaGas | CA | 100% | FALSE | 1739004 | 1739004 | 0 | 1739004 | 0 | 0 | 0 | 0 | 0 | 759114.205 | 3.832 | 51.844 | 0
55297 | New Covert Generating Facility | ArcLight Capital | MI | 100% | TRUE | 6236420 | 6236420 | 0 | 6236420 | 0 | 0 | 0 | 0 | 0 | 2642392.821 | 13.34 | 179.685 | 0
55308 | Calvert City | DTE Energy | KY | 100% | TRUE | 220201.1 | 220201.1 | 0 | 220201.1 | 0 | 0 | 0 | 0 | 0 | 52714.1164 | 0 | 70.161 | 0
55309 | Air Products Port Arthur | Air Products & Chemicals | TX | 53.76% | FALSE | 541389.3264 | 540052.2423 | 0 | 540052.2423 | 0 | 0 | 0 | 1337.0842 | 0 | 211834.0837 | 0 | 0 | 0
55311 | BASF Freeport Works | BASF Corporation | TX | 100% | FALSE | 570208 | 570208 | 0 | 570208 | 0 | 0 | 0 | 0 | 0 | 176786.0424 | 0 | 0 | 0
55312 | Freeport McMoRan Cobre Mining | FreePort-McMoRan-Corp-Cobre Mines | NM | 100% | FALSE | 0 | 0 | 0 | 0 | 0 | 0 | 0 | 0 | 0 | 0 | 0 | 0 | 0
55317 | Fore River Generating Station | Calpine | MA | 100% | TRUE | 4367562.968 | 4367562.968 | 0 | 4347831.5 | 19731.468 | 0 | 0 | 0 | 0 | 1915281.9215 | 9.561 | 123.358 | 0
55318 | Indian River | Orlando Utilities Comm | FL | 100% | TRUE | 0 | 0 | 0 | 0 | 0 | 0 | 0 | 0 | 0 | 0 | 0 | 0 | 0
55319 | Athens Regional Medical Center | Athens Regional Medical Center | GA | 100% | FALSE | 0 | 0 | 0 | 0 | 0 | 0 | 0 | 0 | 0 | 61.1425 | 0 | 0 | 0
55320 | Wise County Power LLC | Dynegy | TX | 100% | TRUE | 863056.53 | 863056.53 | 0 | 863056.53 | 0 | 0 | 0 | 0 | 0 | 383339.185 | 1.935 | 62.706 | 0
55322 | Chuck Lenzie Generating Station | Berkshire Hathaway Energy | NV | 100% | TRUE | 6281742 | 6281742 | 0 | 6281742 | 0 | 0 | 0 | 0 | 0 | 2778061.375 | 14.025 | 237.884 | 0
55327 | Baytown Energy Center | Calpine | TX | 100% | TRUE | 4085321 | 4085321 | 0 | 4085321 | 0 | 0 | 0 | 0 | 0 | 1594139.9147 | 9.713 | 174.493 | 0
55328 | Hermiston Power Partnership | Calpine | OR | 100% | TRUE | 2970806 | 2970806 | 0 | 2970806 | 0 | 0 | 0 | 0 | 0 | 1294639.372 | 6.536 | 173.162 | 0
55333 | Delta Energy Center | Calpine | CA | 100% | TRUE | 475892 | 475892 | 0 | 475892 | 0 | 0 | 0 | 0 | 0 | 230817.412 | 1.165 | 20.264 | 0
55337 | Ironwood LLC | LS Power | PA | 100% | TRUE | 4849422 | 4849422 | 0 | 4849422 | 0 | 0 | 0 | 0 | 0 | 2148699.331 | 10.848 | 223.484 | 0
55340 | Dell Power Station | Associated Electric Coop | AR | 100% | TRUE | 353883.004 | 353883.004 | 0 | 352331.57 | 1551.434 | 0 | 0 | 0 | 0 | 161407.044 | 0.866 | 17.077 | 0
55342 | Woodstock Windfarm | ConEdison | MN | 100% | FALSE | 12920 | 0 | 0 | 0 | 0 | 0 | 0 | 0 | 12920 | 0 | 0 | 0 | 0
55345 | Otay Mesa Generating Project | Calpine | CA | 100% | TRUE | 2151697 | 2151697 | 0 | 2151697 | 0 | 0 | 0 | 0 | 0 | 941484.315 | 4.753 | 44.34 | 0
55347 | Armstrong | LS Power | PA | 100% | TRUE | 1372481.977 | 1372481.977 | 0 | 1369108.4 | 3373.577 | 0 | 0 | 0 | 0 | 864366.6922 | 4.245 | 207.619 | 0
55350 | Dresden Energy Facility | AEP | OH | 100% | TRUE | 3761971 | 3761971 | 0 | 3761971 | 0 | 0 | 0 | 0 | 0 | 1462115.893 | 7.382 | 139.758 | 0
55357 | Jack Fusco Energy Center | Calpine | TX | 100% | TRUE | 2321274 | 2321274 | 0 | 2321274 | 0 | 0 | 0 | 0 | 0 | 1004612.521 | 5.072 | 110.678 | 0
55358 | Cottonwood Energy Project | NRG | TX | 100% | TRUE | 6303273 | 6303273 | 0 | 6303273 | 0 | 0 | 0 | 0 | 0 | 2748085.809 | 13.928 | 276.512 | 0
55364 | Sugar Creek Power | NiSource | IN | 100% | TRUE | 3602719 | 3602719 | 0 | 3602719 | 0 | 0 | 0 | 0 | 0 | 1532930.706 | 7.74 | 121.198 | 0
55365 | Exelon LaPorte Generating Station | Exelon | TX | 100% | TRUE | 78775 | 78775 | 0 | 78775 | 0 | 0 | 0 | 0 | 0 | 59834.8 | 0.322 | 97.676 | 0
55367 | West Texas Wind Energy LLC | NextEra Energy | TX | 100% | TRUE | 143131 | 0 | 0 | 0 | 0 | 0 | 0 | 0 | 143131 | 0 | 0 | 0 | 0
55368 | Wethersfield Wind Farm | Enel | NY | 100% | TRUE | 7729 | 0 | 0 | 0 | 0 | 0 | 0 | 0 | 7729 | 0 | 0 | 0 | 0
55369 | Hamakua Energy Plant | Hamakua Energy, LLC | HI | 100% | FALSE | 145071 | 145071 | 0 | 0 | 145071 | 0 | 0 | 0 | 0 | 114149.215 | 0 | 0 | 0
55370 | Green Mountain Storage, LLC | NextEra Energy | PA | 100% | TRUE | 0 | 0 | 0 | 0 | 0 | 0 | 0 | 0 | 0 | 0 | 0 | 0 | 0
55372 | Harquahala Generating Project | Riverstone | AZ | 100% | TRUE | 1880728 | 1880728 | 0 | 1880728 | 0 | 0 | 0 | 0 | 0 | 793397.206 | 4.005 | 56.953 | 0
55375 | Astoria Energy | ENGIE | NY | 44.8% | FALSE | 1457144.6454 | 1457144.6454 | 0 | 1443754.7712 | 13389.8742 | 0 | 0 | 0 | 0 | 624784.9336 | 5.7913 | 73.3295 | 0
55375 | Astoria Energy | Astoria Energy LLC | NY | 55.2% | FALSE | 1795410.3666 | 1795410.3666 | 0 | 1778912.1288 | 16498.2378 | 0 | 0 | 0 | 0 | 769824.2931 | 7.1357 | 90.3525 | 0
55377 | Gans | LS Power | PA | 100% | TRUE | 61599 | 61599 | 0 | 61599 | 0 | 0 | 0 | 0 | 0 | 48903.787 | 0.247 | 29.829 | 0
55380 | Union Power Station | Entergy | AR | 25% | TRUE | 2467265.5 | 2467265.5 | 0 | 2467265.5 | 0 | 0 | 0 | 0 | 0 | 942082.3292 | 4.7562 | 102.1515 | 0
55382 | Thomas A Smith Energy Facility | Oglethorpe | GA | 100% | TRUE | 6427200 | 6427200 | 0 | 6427200 | 0 | 0 | 0 | 0 | 0 | 2810038.008 | 14.186 | 190.936 | 0
55390 | State Farm Insur Support Center Central | State Farm Mutual Auto Ins Co | TX | 100% | FALSE | 97 | 97 | 0 | 0 | 97 | 0 | 0 | 0 | 0 | 125.8719 | 0 | 0 | 0
55392 | Zion Energy Center | Calpine | IL | 100% | TRUE | 462063 | 462063 | 0 | 462063 | 0 | 0 | 0 | 0 | 0 | 298408.273 | 1.518 | 87.257 | 0
55393 | Metcalf Energy Center | Calpine | CA | 100% | TRUE | 2081822 | 2081822 | 0 | 2081822 | 0 | 0 | 0 | 0 | 0 | 912274.667 | 4.605 | 65.122 | 0
55395 | Crossroads Energy Center | Great Plains Energy | MS | 100% | TRUE | 12278 | 12278 | 0 | 12278 | 0 | 0 | 0 | 0 | 0 | 9471.471 | 0.048 | 2.486 | 0
55396 | Green Power I | NextEra Energy | CA | 100% | TRUE | 25600 | 0 | 0 | 0 | 0 | 0 | 0 | 0 | 25600 | 0 | 0 | 0 | 0
55397 | Washington Energy Facility | Dynegy | OH | 100% | TRUE | 4034992 | 4034992 | 0 | 4034992 | 0 | 0 | 0 | 0 | 0 | 1741217.111 | 8.79 | 154.403 | 0
55400 | Elk Hills Power LLC | California Resources Corporation | CA | 31.94% | FALSE | 1215702.8186 | 1215702.8186 | 0 | 1215702.8186 | 0 | 0 | 0 | 0 | 0 | 461270.05 | 2.4158 | 21.8648 | 0
55401 | Rolling Hills Generating | ArcLight Capital | OH | 100% | TRUE | 389747 | 389747 | 0 | 389747 | 0 | 0 | 0 | 0 | 0 | 253317.471 | 1.278 | 96.889 | 0
55402 | Renaissance Power Plant | DTE Energy | MI | 100% | TRUE | 276815 | 276815 | 0 | 276815 | 0 | 0 | 0 | 0 | 0 | 186925.17 | 0.943 | 68.094 | 0
55404 | Carville Energy LLC | LS Power | LA | 100% | TRUE | 3102168 | 3102168 | 0 | 3102168 | 0 | 0 | 0 | 0 | 0 | 1190177.9362 | 7.477 | 393.834 | 0
55405 | Athens Generating Plant | Riverstone | NY | 100% | TRUE | 3891270 | 3891270 | 0 | 3891270 | 0 | 0 | 0 | 0 | 0 | 1637707.071 | 8.268 | 125.513 | 0
55411 | Hillabee Energy Center | Exelon | AL | 100% | TRUE | 3057248 | 3057248 | 0 | 3057248 | 0 | 0 | 0 | 0 | 0 | 1299073.75 | 6.559 | 88.382 | 0
55412 | Osprey Energy Center Power Plant | Duke | FL | 100% | TRUE | 1801140 | 1801140 | 0 | 1801140 | 0 | 0 | 0 | 0 | 0 | 789321.195 | 3.985 | 74.882 | 0
55414 | Shady Hills Generating Station | General Electric | FL | 100% | TRUE | 540538.005 | 540538.005 | 0 | 540536.94 | 1.065 | 0 | 0 | 0 | 0 | 343997.0411 | 1.695 | 87.539 | 0
55417 | Raccoon Creek Energy Center | Ameren | IL | 100% | TRUE | 5952 | 5952 | 0 | 5952 | 0 | 0 | 0 | 0 | 0 | 4491.043 | 0.022 | 1.028 | 0
55418 | Hot Spring Generating Facility | Entergy | AR | 100% | TRUE | 3448624 | 3448624 | 0 | 3448624 | 0 | 0 | 0 | 0 | 0 | 1339586.833 | 6.763 | 106.283 | 0
55419 | Plaquemine Cogeneration Plant | Dow Chemical | LA | 100% | TRUE | 4438491.953 | 4318125.96 | 0 | 4318125.96 | 0 | 0 | 0 | 120365.993 | 0 | 2036540.7168 | 40.518 | 535.007 | 0
55429 | Kentucky Mills | Domtar | KY | 100% | FALSE | 386763.003 | 18665.419 | 0 | 18665.419 | 0 | 0 | 0 | 368097.584 | 0 | 4962.7017 | 0 | 0 | 0
55433 | Bayou Cove Peaking Power | NRG | LA | 75% | TRUE | 67890 | 67890 | 0 | 67890 | 0 | 0 | 0 | 0 | 0 | 52010.3025 | 0.2625 | 10.8262 | 0
55438 | Elgin Energy Center LLC | The Carlyle Group | IL | 100% | TRUE | 142042 | 142042 | 0 | 142042 | 0 | 0 | 0 | 0 | 0 | 97707.255 | 0.494 | 54.797 | 0
55447 | Columbia Energy Center | City of Columbia - (MO) | MO | 100% | FALSE | 8108 | 8108 | 0 | 8108 | 0 | 0 | 0 | 0 | 0 | 5566.326 | 0.028 | 1.735 | 0
55451 | Magnolia Power Plant | Tennessee Valley Authority | MS | 100% | TRUE | 5144767 | 5144767 | 0 | 5144767 | 0 | 0 | 0 | 0 | 0 | 2324037.361 | 11.732 | 236.901 | 0
55453 | Fountain Valley Power Facility | IIF BH Investments | CO | 100% | FALSE | 122983 | 122983 | 0 | 122983 | 0 | 0 | 0 | 0 | 0 | 83909.321 | 0.424 | 73.068 | 0
55455 | Red Hawk | Pinnacle West | AZ | 100% | TRUE | 4396306 | 4396306 | 0 | 4396306 | 0 | 0 | 0 | 0 | 0 | 1973290.648 | 9.962 | 178.038 | 0
55464 | Deer Park Energy Center | Calpine | TX | 100% | TRUE | 6732275 | 6732275 | 0 | 6732275 | 0 | 0 | 0 | 0 | 0 | 2574071.2541 | 20.816 | 297.783 | 0
55467 | Ouachita | Entergy | LA | 33.33% | TRUE | 1386687 | 1386687 | 0 | 1386687 | 0 | 0 | 0 | 0 | 0 | 559123.6643 | 2.8223 | 70.205 | 0
55478 | Lange Gas Turbines | Black Hills Corp | SD | 100% | FALSE | 8889 | 8889 | 0 | 8889 | 0 | 0 | 0 | 0 | 0 | 6132.614 | 0.031 | 3.646 | 0
55480 | Forney Energy Center | Vistra Energy | TX | 100% | TRUE | 9685471 | 9685471 | 0 | 9685471 | 0 | 0 | 0 | 0 | 0 | 4024563.016 | 20.317 | 1097.298 | 0
55481 | Mesquite Generating Station Block 2 | ArcLight Capital | AZ | 100% | TRUE | 2961647 | 2961647 | 0 | 2961647 | 0 | 0 | 0 | 0 | 0 | 2163505.089 | 10.921 | 156.597 | 0
55482 | Goldendale Generating Station | Puget Holdings | WA | 100% | TRUE | 1076003 | 1076003 | 0 | 1076003 | 0 | 0 | 0 | 0 | 0 | 457076.946 | 2.307 | 39.067 | 0
55488 | Blackburn Landfill Co-Generation | Catawba County | NC | 100% | FALSE | 17904 | 0 | 0 | 0 | 0 | 0 | 0 | 17904 | 0 | 0 | 0 | 0 | 0
55496 | Goose Creek Energy Center | Ameren | IL | 100% | TRUE | 21154 | 21154 | 0 | 21154 | 0 | 0 | 0 | 0 | 0 | 15145.565 | 0.075 | 2.888 | 0
55504 | Limon Generating Station | Tri-State | CO | 100% | TRUE | 37001 | 37001 | 0 | 36222.918 | 778.082 | 0 | 0 | 0 | 0 | 27358.2671 | 0.16 | 7.027 | 0
55505 | Frank Knutson | Tri-State | CO | 100% | TRUE | 11742 | 11742 | 0 | 11629.349 | 112.651 | 0 | 0 | 0 | 0 | 8677.4091 | 0.05 | 2.206 | 0
55512 | Cuyamaca Peak Energy Plant | Sempra | CA | 100% | TRUE | 8538 | 8538 | 0 | 8538 | 0 | 0 | 0 | 0 | 0 | 5705.166 | 0.029 | 0.658 | 0
55514 | Apex Generating Station | Southern California P P A | NV | 100% | TRUE | 3137102 | 3137102 | 0 | 3137102 | 0 | 0 | 0 | 0 | 0 | 1306746.074 | 6.596 | 112.552 | 0
55516 | Fayette Energy Facility | Dynegy | PA | 100% | TRUE | 4082176 | 4082176 | 0 | 4082176 | 0 | 0 | 0 | 0 | 0 | 1729140.074 | 8.729 | 107.757 | 0
55517 | Wallingford Energy | LS Power | CT | 100% | TRUE | 154742 | 154742 | 0 | 154742 | 0 | 0 | 0 | 0 | 0 | 85471.692 | 0.461 | 6.864 | 0
55518 | High Desert Power Plant | MRP Generation Holdings, LLC | CA | 100% | FALSE | 2168001 | 2168001 | 0 | 2168001 | 0 | 0 | 0 | 0 | 0 | 983147.374 | 4.963 | 79.312 | 0
55522 | Sundance | Pinnacle West | AZ | 100% | TRUE | 381338 | 381338 | 0 | 381338 | 0 | 0 | 0 | 0 | 0 | 266951.326 | 1.348 | 37.563 | 0
55524 | York Energy Center | Calpine | PA | 100% | TRUE | 1590270.971 | 1590270.971 | 0 | 1586460.34 | 3810.631 | 0 | 0 | 0 | 0 | 744812.6957 | 3.815 | 44.369 | 0
55525 | MMSD South Shore Wastewater | Milwaukee Metro Sewerage Dist | WI | 100% | FALSE | 30048 | 9236.475 | 0 | 9236.475 | 0 | 0 | 0 | 20811.525 | 0 | 2862.5554 | 0 | 0 | 0
55526 | Atascosita | TX LFG Energy, LP | TX | 100% | FALSE | 45104 | 0 | 0 | 0 | 0 | 0 | 0 | 45104 | 0 | 0 | 0 | 0 | 0
55534 | Water Filter Plant #2 | City of Morganton - (NC) | NC | 100% | FALSE | 50 | 50 | 0 | 0 | 50 | 0 | 0 | 0 | 0 | 67.5013 | 0 | 0 | 0
55538 | Escondido Energy Center | Wellhead Energy, LLC | CA | 100% | FALSE | 43735 | 43735 | 0 | 43735 | 0 | 0 | 0 | 0 | 0 | 27933.508 | 0.141 | 1.702 | 0
55540 | Chula Vista Energy Center | Wellhead Energy, LLC | CA | 100% | FALSE | 3187 | 3187 | 0 | 3187 | 0 | 0 | 0 | 0 | 0 | 4005.929 | 0.02 | 0.941 | 0
55541 | Indigo Energy Facility | Mitsubishi | CA | 100% | FALSE | 69697 | 69697 | 0 | 69697 | 0 | 0 | 0 | 0 | 0 | 44181.706 | 0.223 | 8.047 | 0
55542 | Larkspur Energy Facility | Mitsubishi | CA | 100% | FALSE | 50106 | 50106 | 0 | 50106 | 0 | 0 | 0 | 0 | 0 | 30259.664 | 0.153 | 4.553 | 0
55554 | Coastal Plains | TX LFG Energy, LP | TX | 100% | FALSE | 26537 | 0 | 0 | 0 | 0 | 0 | 0 | 26537 | 0 | 0 | 0 | 0 | 0
55556 | Security | TX LFG Energy, LP | TX | 100% | FALSE | 23097 | 0 | 0 | 0 | 0 | 0 | 0 | 23097 | 0 | 0 | 0 | 0 | 0
55557 | Wilmington Hydrogen Plant | Air Products & Chemicals | CA | 100% | FALSE | 143429 | 0 | 0 | 0 | 0 | 0 | 0 | 143429 | 0 | 0 | 0 | 0 | 0
55558 | Combined Locks Energy Center | Appleton Coated LLC | WI | 100% | FALSE | 132214.88 | 132214.88 | 0 | 132214.88 | 0 | 0 | 0 | 0 | 0 | 61402.015 | 0.318 | 6.253 | 0
55560 | FPL Energy Vansycle LLC (WA) | NextEra Energy | WA | 65.1% | TRUE | 202890.66 | 0 | 0 | 0 | 0 | 0 | 0 | 0 | 202890.66 | 0 | 0 | 0 | 0
55560 | FPL Energy Vansycle LLC (WA) | NextEra Energy Partners | WA | 34.9% | FALSE | 108769.34 | 0 | 0 | 0 | 0 | 0 | 0 | 0 | 108769.34 | 0 | 0 | 0 | 0
55581 | King Mountain Wind Ranch 1 | NextEra Energy | TX | 100% | TRUE | 462136 | 0 | 0 | 0 | 0 | 0 | 0 | 0 | 462136 | 0 | 0 | 0 | 0
55589 | GRS Fall River | Gas Recovery Systems Inc | MA | 100% | FALSE | 24585 | 0 | 0 | 0 | 0 | 0 | 0 | 24585 | 0 | 0 | 0 | 0 | 0
55592 | Mallard Lake Electric | Gas Recovery Services-IL Inc | IL | 100% | FALSE | 45967 | 0 | 0 | 0 | 0 | 0 | 0 | 45967 | 0 | 0 | 0 | 0 | 0
55596 | GRS Arbor Hills | Gas Recovery Systems Inc | MI | 100% | FALSE | 127962 | 0 | 0 | 0 | 0 | 0 | 0 | 127962 | 0 | 0 | 0 | 0 | 0
55597 | GRS C&C | Gas Recovery Systems Inc | MI | 100% | FALSE | 31749 | 0 | 0 | 0 | 0 | 0 | 0 | 31749 | 0 | 0 | 0 | 0 | 0
55598 | GRS Pine Bend | Koch Industries | MN | 100% | FALSE | 27847 | 0 | 0 | 0 | 0 | 0 | 0 | 27847 | 0 | 0 | 0 | 0 | 0
55599 | GRS CMS | Gas Recovery Systems Inc | NC | 100% | FALSE | 28303 | 0 | 0 | 0 | 0 | 0 | 0 | 28303 | 0 | 0 | 0 | 0 | 0
55600 | Binghamton Cogen | City of Binghamton | NY | 100% | FALSE | 3025 | 3025 | 0 | 3025 | 0 | 0 | 0 | 0 | 0 | 1833.5223 | 0.013 | 3.14 | 0
55601 | Prima Plant | MM Prima Deshecha Energy LLC | CA | 100% | FALSE | 49128 | 0 | 0 | 0 | 0 | 0 | 0 | 49128 | 0 | 0 | 0 | 0 | 0
55602 | MM San Diego-North City | MM San Diego Energy-North City | CA | 100% | FALSE | 29684 | 0 | 0 | 0 | 0 | 0 | 0 | 29684 | 0 | 0 | 0 | 0 | 0
55603 | Tajiguas Plant | MM Tajiguas Energy LLC | CA | 100% | FALSE | 25222 | 0 | 0 | 0 | 0 | 0 | 0 | 25222 | 0 | 0 | 0 | 0 | 0
55608 | Foote Creek II | Energy Capital Partners | WY | 100% | TRUE | 5390 | 0 | 0 | 0 | 0 | 0 | 0 | 0 | 5390 | 0 | 0 | 0 | 0
55610 | Foote Creek IV | Energy Capital Partners | WY | 100% | TRUE | 47514 | 0 | 0 | 0 | 0 | 0 | 0 | 0 | 47514 | 0 | 0 | 0 | 0
55618 | Monmouth Landfill Gas to Energy | Monmouth Energy Inc | NJ | 100% | FALSE | 30778 | 0 | 0 | 0 | 0 | 0 | 0 | 30778 | 0 | 0 | 0 | 0 | 0
55619 | Watchtower Educational Center | Watchtower Bible & Tract Soc-NY | NY | 100% | FALSE | 0 | 0 | 0 | 0 | 0 | 0 | 0 | 0 | 0 | 0 | 0 | 0 | 0
55620 | Perryville Power Station | Entergy | LA | 100% | TRUE | 1763373 | 1763373 | 0 | 1763373 | 0 | 0 | 0 | 0 | 0 | 817120.691 | 4.126 | 102.591 | 0
55622 | West Valley Generation Project | Utah Municipal Power Agency | UT | 100% | FALSE | 121627 | 121627 | 0 | 121627 | 0 | 0 | 0 | 0 | 0 | 83371.694 | 0.421 | 14.58 | 0
55625 | Creed Energy Center | Calpine | CA | 100% | TRUE | 13264 | 13264 | 0 | 13264 | 0 | 0 | 0 | 0 | 0 | 9531.283 | 0.048 | 1.638 | 0
55626 | Lambie Energy Center | Calpine | CA | 100% | TRUE | 14022 | 14022 | 0 | 14022 | 0 | 0 | 0 | 0 | 0 | 10184.004 | 0.051 | 1.53 | 0
55627 | Goose Haven Energy Center | Calpine | CA | 100% | TRUE | 14894 | 14894 | 0 | 14894 | 0 | 0 | 0 | 0 | 0 | 10743.728 | 0.054 | 1.788 | 0
55640 | University Park North | LS Power | IL | 100% | TRUE | 455485 | 455485 | 0 | 455485 | 0 | 0 | 0 | 0 | 0 | 267136.414 | 1.32 | 37.099 | 0
55641 | Riverside Energy Center | Alliant Energy | WI | 100% | TRUE | 1274798 | 1274798 | 0 | 1274798 | 0 | 0 | 0 | 0 | 0 | 540176.838 | 2.727 | 28.52 | 0
55645 | Blue Spruce Energy Center | Xcel | CO | 100% | TRUE | 334674.001 | 334674.001 | 0 | 334340.52 | 333.481 | 0 | 0 | 0 | 0 | 231661.8871 | 1.315 | 67.541 | 0
55651 | Spring Creek Energy Center | Westar | OK | 100% | TRUE | 9143 | 9143 | 0 | 9143 | 0 | 0 | 0 | 0 | 0 | 8620.467 | 0.044 | 1.551 | 0
55654 | Chambersburg | LS Power | PA | 100% | TRUE | 165157 | 165157 | 0 | 165157 | 0 | 0 | 0 | 0 | 0 | 103062.843 | 0.52 | 68.494 | 0
55655 | WFEC GenCo LLC | Western Farmers Elec Coop, Inc | OK | 100% | FALSE | 146078 | 146078 | 0 | 146078 | 0 | 0 | 0 | 0 | 0 | 91274.1327 | 0 | 0 | 0
55656 | Pastoria Energy Facility, LLC | Calpine | CA | 100% | TRUE | 3875841 | 3875841 | 0 | 3875841 | 0 | 0 | 0 | 0 | 0 | 1648343.613 | 8.321 | 89.747 | 0
55661 | Essential Power Newington LLC | The Carlyle Group | NH | 100% | TRUE | 835235.005 | 835235.005 | 0 | 769562.04 | 65672.965 | 0 | 0 | 0 | 0 | 381434.4753 | 4.299 | 41.114 | 0
55662 | Chehalis Generating Facility | Berkshire Hathaway Energy | WA | 100% | TRUE | 1758943 | 1758943 | 0 | 1758943 | 0 | 0 | 0 | 0 | 0 | 800058.122 | 7.629 | 79.9 | 0
55667 | Lower Mount Bethel Energy | Riverstone | PA | 100% | TRUE | 3218755 | 3218755 | 0 | 3218755 | 0 | 0 | 0 | 0 | 0 | 1401085.283 | 7.073 | 117.077 | 0
55684 | Flambeau Crowley Rapids Project | Renewable World Energies LLC | WI | 100% | FALSE | 8570 | 0 | 0 | 0 | 0 | 0 | 8570 | 0 | 0 | 0 | 0 | 0 | 0
55685 | Flambeau Lower Project | Renewable World Energies LLC | WI | 100% | FALSE | 6281 | 0 | 0 | 0 | 0 | 0 | 6281 | 0 | 0 | 0 | 0 | 0 | 0
55687 | Higgins Generating Station | Berkshire Hathaway Energy | NV | 100% | TRUE | 2589601 | 2589601 | 0 | 2589601 | 0 | 0 | 0 | 0 | 0 | 1138480.315 | 5.747 | 78.68 | 0
55690 | Bethlehem Power Plant | Calpine | PA | 100% | TRUE | 4797667.984 | 4797667.984 | 0 | 4768726.6 | 28941.384 | 0 | 0 | 0 | 0 | 2275364.8228 | 16.808 | 115.868 | 0
55694 | Quantum Choctaw Power LLC | Tennessee Valley Authority | MS | 100% | TRUE | 3193042 | 3193042 | 0 | 3193042 | 0 | 0 | 0 | 0 | 0 | 1406359.826 | 7.1 | 149.493 | 0
55698 | Hanford Energy Park Peaker | AltaGas | CA | 100% | FALSE | 19577 | 19577 | 0 | 19577 | 0 | 0 | 0 | 0 | 0 | 13290.684 | 0.067 | 1.689 | 0
55699 | Bayswater Peaking Facility LLC | NextEra Energy | NY | 100% | TRUE | 99575 | 99575 | 0 | 99575 | 0 | 0 | 0 | 0 | 0 | 73518.874 | 0.374 | 10.369 | 0
55700 | Mint Farm Generating Station | Puget Holdings | WA | 100% | TRUE | 878516 | 878516 | 0 | 878516 | 0 | 0 | 0 | 0 | 0 | 392321.344 | 4.306 | 36.354 | 0
55701 | Fremont Energy Center | American Municipal Power | OH | 100% | FALSE | 1790667 | 1790667 | 0 | 1790667 | 0 | 0 | 0 | 0 | 0 | 1294315.78 | 6.534 | 121.181 | 0
55706 | Choctaw County | NRG | MS | 100% | TRUE | 3953416 | 3953416 | 0 | 3953416 | 0 | 0 | 0 | 0 | 0 | 1692735.624 | 8.546 | 144.925 | 0
55708 | Nacogdoches Power | Southern | TX | 100% | TRUE | 82901 | 0 | 0 | 0 | 0 | 0 | 0 | 82901 | 0 | 134870.4 | 0.581 | 47.597 | 0
55710 | Allegheny Energy Units 3 4 & 5 | LS Power | PA | 100% | TRUE | 3820013 | 3820013 | 0 | 3820013 | 0 | 0 | 0 | 0 | 0 | 1559789.561 | 7.874 | 112.539 | 0
55714 | Magnet Cove | Arkansas Electric Coop | AR | 100% | TRUE | 1380835 | 1380835 | 0 | 1380835 | 0 | 0 | 0 | 0 | 0 | 588038.214 | 2.969 | 76.557 | 0
55718 | Dean | DTE Energy | MI | 100% | TRUE | 120047 | 120047 | 0 | 120047 | 0 | 0 | 0 | 0 | 0 | 87181.915 | 0.441 | 19.451 | 0
55733 | Bennett Mountain | IDACORP | ID | 100% | TRUE | 86409 | 86409 | 0 | 86409 | 0 | 0 | 0 | 0 | 0 | 56314.366 | 0.284 | 38.26 | 0
55734 | Gray County Wind Energy | NextEra Energy | KS | 100% | TRUE | 175521 | 0 | 0 | 0 | 0 | 0 | 0 | 0 | 175521 | 0 | 0 | 0 | 0
55736 | Hanging Rock Energy Facility | Dynegy | OH | 100% | TRUE | 7833855 | 7833855 | 0 | 7833855 | 0 | 0 | 0 | 0 | 0 | 3353631.637 | 16.93 | 241.476 | 0
55739 | Condon Windpower LLC | ALLETE | OR | 100% | TRUE | 90669 | 0 | 0 | 0 | 0 | 0 | 0 | 0 | 90669 | 0 | 0 | 0 | 0
55742 | Montfort Wind Energy Center | WEC Energy Group | WI | 100% | TRUE | 48308 | 0 | 0 | 0 | 0 | 0 | 0 | 0 | 48308 | 0 | 0 | 0 | 0
55748 | Los Esteros Critical Energy Center | Calpine | CA | 100% | TRUE | 225507 | 225507 | 0 | 225507 | 0 | 0 | 0 | 0 | 0 | 113222.118 | 0.571 | 8.468 | 0
55749 | Hardin Generator Project | Beowulf Energy | MT | 100% | FALSE | 118345.001 | 118345.001 | 117428.4 | 916.601 | 0 | 0 | 0 | 0 | 0 | 160585.4174 | 71.628 | 65.586 | 7.4
55752 | Sonoma Central Landfill Phase I | County of Sonoma Dept of Trnsp | CA | 100% | FALSE | 6637 | 0 | 0 | 0 | 0 | 0 | 0 | 6637 | 0 | 0 | 0 | 0 | 0
55753 | Sonoma Central Landfill Phase II | County of Sonoma Dept of Trnsp | CA | 100% | FALSE | 16383 | 0 | 0 | 0 | 0 | 0 | 0 | 16383 | 0 | 0 | 0 | 0 | 0
55757 | Model City Energy Facility | Ares | NY | 100% | TRUE | 39561 | 0 | 0 | 0 | 0 | 0 | 0 | 39561 | 0 | 0 | 0 | 0 | 0
55766 | Kiefer Landfill | Sacramento County of Dpt Waste | CA | 100% | FALSE | 67566 | 0 | 0 | 0 | 0 | 0 | 0 | 67566 | 0 | 0 | 0 | 0 | 0
55769 | Madison Windpower LLC | EDP | NY | 100% | TRUE | 20595 | 0 | 0 | 0 | 0 | 0 | 0 | 0 | 20595 | 0 | 0 | 0 | 0
55770 | Dane County Landfill #2 Rodefeld | Dane County Public Works | WI | 100% | FALSE | 28600 | 0 | 0 | 0 | 0 | 0 | 0 | 28600 | 0 | 0 | 0 | 0 | 0
55782 | Noble Ridge LLC | RENEW Energy Inc | MN | 100% | FALSE | 4442 | 0 | 0 | 0 | 0 | 0 | 0 | 0 | 4442 | 0 | 0 | 0 | 0
55786 | Edgewood Energy LLC | J-Power | NY | 100% | TRUE | 72148 | 72148 | 0 | 72148 | 0 | 0 | 0 | 0 | 0 | 44959.401 | 0.227 | 4.276 | 0
55787 | Shoreham Energy LLC | J-Power | NY | 100% | TRUE | 4496 | 4496 | 0 | 0 | 4496 | 0 | 0 | 0 | 0 | 3570.582 | 0.013 | 0.959 | 0
55790 | Fenner Wind | Enel | NY | 100% | TRUE | 44448 | 0 | 0 | 0 | 0 | 0 | 0 | 0 | 44448 | 0 | 0 | 0 | 0
55795 | Woodward Mountain II | NextEra Energy | TX | 100% | TRUE | 159298 | 0 | 0 | 0 | 0 | 0 | 0 | 0 | 159298 | 0 | 0 | 0 | 0
55799 | Otsego Mill Power Plant | Otsego Paper Inc | MI | 100% | FALSE | 126321.02 | 126321.02 | 0 | 126321.02 | 0 | 0 | 0 | 0 | 0 | 34735.4053 | 0 | 14.384 | 0
55802 | Valencia Energy Facility | IIF BH Investments | NM | 100% | FALSE | 76524 | 76524 | 0 | 76524 | 0 | 0 | 0 | 0 | 0 | 52411.075 | 0.265 | 15.891 | 0
55803 | FPL E Somerset Windpower LLC | NextEra Energy | PA | 100% | TRUE | 17224 | 0 | 0 | 0 | 0 | 0 | 0 | 0 | 17224 | 0 | 0 | 0 | 0
55805 | Mill Run Windpower | NextEra Energy | PA | 100% | TRUE | 38783 | 0 | 0 | 0 | 0 | 0 | 0 | 0 | 38783 | 0 | 0 | 0 | 0
55807 | Henrietta Peaker | AltaGas | CA | 100% | FALSE | 38508 | 38508 | 0 | 38508 | 0 | 0 | 0 | 0 | 0 | 25429.8 | 0.129 | 3.071 | 0
55809 | Kas Brothers Windfarm | Kas Brothers Windfarm LLC | MN | 100% | FALSE | 3736 | 0 | 0 | 0 | 0 | 0 | 0 | 0 | 3736 | 0 | 0 | 0 | 0
55811 | King City Peaking | Calpine | CA | 100% | TRUE | 7789 | 7789 | 0 | 7789 | 0 | 0 | 0 | 0 | 0 | 5338.2664 | 0 | 0 | 0
55813 | Yuba City Energy Center | Calpine | CA | 100% | TRUE | 37502 | 37502 | 0 | 37502 | 0 | 0 | 0 | 0 | 0 | 25375.5113 | 0 | 0 | 0
55824 | MNDOT Standby Generation | Ziegler Power Systems | MN | 100% | FALSE | 23 | 23 | 0 | 0 | 23 | 0 | 0 | 0 | 0 | 14.1035 | 0 | 0 | 0
55830 | East Millinocket Mill | Katahdin KI 50 LLC | ME | 100% | FALSE | 0 | 0 | 0 | 0 | 0 | 0 | 0 | 0 | 0 | 0 | 0 | 0 | 0
55835 | Rocky Mountain Energy Center | Xcel | CO | 100% | TRUE | 1975431 | 1975431 | 0 | 1975431 | 0 | 0 | 0 | 0 | 0 | 989191.889 | 4.993 | 162.767 | 0
55836 | Island Street Peaking Plant | WPPI Energy | WI | 100% | FALSE | 5736 | 5736 | 0 | 5736 | 0 | 0 | 0 | 0 | 0 | 4624.119 | 0.024 | 3.629 | 0
55847 | Feather River Energy Center | Calpine | CA | 100% | TRUE | 24505 | 24505 | 0 | 24505 | 0 | 0 | 0 | 0 | 0 | 17481.481 | 0.088 | 13.947 | 0
55851 | Valero Refinery Cogeneration Unit 1 | Valero | CA | 100% | FALSE | 304071.003 | 297915.58 | 0 | 297915.58 | 0 | 0 | 0 | 6155.423 | 0 | 80817.9897 | 0 | 0 | 0
55853 | Inland Empire Energy Center | General Electric | CA | 100% | TRUE | 381176 | 381176 | 0 | 381176 | 0 | 0 | 0 | 0 | 0 | 159090.556 | 0.803 | 7.346 | 0
55855 | Wolfskill Energy Center | Calpine | CA | 100% | TRUE | 15432 | 15432 | 0 | 15432 | 0 | 0 | 0 | 0 | 0 | 10995.55 | 0.056 | 1.925 | 0
55860 | Quinebaug Lower Project | Quinebaug Associates LLC | CT | 100% | FALSE | 7415 | 0 | 0 | 0 | 0 | 0 | 7415 | 0 | 0 | 0 | 0 | 0 | 0
55861 | Stevens Point Mill | Verso Corporation | WI | 100% | FALSE | 11196 | 11196 | 0 | 11196 | 0 | 0 | 0 | 0 | 0 | 7442.1531 | 0 | 0 | 0
55864 | Kaheka Hydro | Alexander & Baldwin, Inc. | HI | 100% | FALSE | 3249 | 0 | 0 | 0 | 0 | 0 | 3249 | 0 | 0 | 0 | 0 | 0 | 0
55867 | Benson Power Biomass Plant | Benson Power, LLC. | MN | 100% | FALSE | 405976.001 | 0 | 0 | 0 | 0 | 0 | 0 | 287820.731 | 118155.27 | 618774.589 | 104.991 | 392.637 | 0
55871 | Klondike Wind Power | Avangrid | OR | 100% | TRUE | 41128 | 0 | 0 | 0 | 0 | 0 | 0 | 0 | 41128 | 0 | 0 | 0 | 0
55880 | Sonoma Central Landfill Phase III | County of Sonoma Dept of Trnsp | CA | 100% | FALSE | 1503 | 0 | 0 | 0 | 0 | 0 | 0 | 1503 | 0 | 0 | 0 | 0 | 0
55882 | Sierra Pacific Aberdeen | Sierra Pacific Industries Inc | WA | 100% | FALSE | 122392 | 0 | 0 | 0 | 0 | 0 | 0 | 122392 | 0 | 0 | 0 | 0 | 0
55925 | Ridgeview | Waste Management | WI | 100% | FALSE | 29171 | 0 | 0 | 0 | 0 | 0 | 0 | 29171 | 0 | 0 | 0 | 0 | 0
55927 | Jasper | SCANA | SC | 100% | TRUE | 5482930.95 | 5482930.95 | 0 | 5482404.1 | 526.85 | 0 | 0 | 0 | 0 | 2381329.6611 | 11.942 | 160.176 | 0
55928 | McMinnville | McMinnville Electric System | TN | 100% | FALSE | 268 | 268 | 0 | 0 | 268 | 0 | 0 | 0 | 0 | 228.8358 | 0 | 0 | 0
55931 | Boulder City Silver Lake Hydro | Boulder City of | CO | 100% | FALSE | 9515 | 0 | 0 | 0 | 0 | 0 | 9515 | 0 | 0 | 0 | 0 | 0 | 0
55933 | Tracy Combined Cycle Power Plant | AltaGas | CA | 100% | FALSE | 879334 | 879334 | 0 | 879334 | 0 | 0 | 0 | 0 | 0 | 420912.697 | 2.125 | 36.289 | 0
55934 | Century Generating Facility | Colton Power LP | CA | 100% | FALSE | 1515 | 1515 | 0 | 1515 | 0 | 0 | 0 | 0 | 0 | 1375.4924 | 0 | 0 | 0
55935 | Drews Generating Facility | Colton Power LP | CA | 100% | FALSE | 1276 | 1276 | 0 | 1276 | 0 | 0 | 0 | 0 | 0 | 1317.9829 | 0 | 0 | 0
55936 | NRG Rockford II Energy Center | LS Power | IL | 100% | TRUE | 81813 | 81813 | 0 | 81813 | 0 | 0 | 0 | 0 | 0 | 48296.723 | 0.244 | 27.332 | 0
55939 | Warren County | Dominion | VA | 100% | TRUE | 8896717 | 8896717 | 0 | 8896717 | 0 | 0 | 0 | 0 | 0 | 3641454.595 | 18.382 | 189.59 | 0
55953 | Pretlow | City of Franklin - (VA) | VA | 100% | FALSE | 13 | 13 | 0 | 0 | 13 | 0 | 0 | 0 | 0 | 14.6742 | 0 | 0 | 0
55954 | Downtown | City of Franklin - (VA) | VA | 100% | FALSE | 21 | 21 | 0 | 0 | 21 | 0 | 0 | 0 | 0 | 25.4353 | 0 | 0 | 0
55963 | Riverview Energy Center | Calpine | CA | 100% | TRUE | 20012 | 20012 | 0 | 20012 | 0 | 0 | 0 | 0 | 0 | 13884.339 | 0.07 | 2.26 | 0
55964 | Brown Station Road Plant II | Prince George's County | MD | 100% | FALSE | 3123 | 0 | 0 | 0 | 0 | 0 | 0 | 3123 | 0 | 0 | 0 | 0 | 0
55965 | Wansley Combined Cycle | Southern | GA | 100% | TRUE | 8707877 | 8707877 | 0 | 8707877 | 0 | 0 | 0 | 0 | 0 | 3581678.506 | 18.082 | 253.106 | 0
55966 | Nikiski Co-Generation | Homer Electric Assn Inc | AK | 100% | FALSE | 452731 | 452731 | 0 | 452731 | 0 | 0 | 0 | 0 | 0 | 234786.2341 | 0 | 0 | 0
55968 | Trent Wind Farm LP | AEP | TX | 100% | TRUE | 403052 | 0 | 0 | 0 | 0 | 0 | 0 | 0 | 403052 | 0 | 0 | 0 | 0
55969 | Hawkeye Energy Greenport LLC | Hawkeye Energy Greenport LLC | NY | 100% | FALSE | 8802 | 8802 | 0 | 0 | 8802 | 0 | 0 | 0 | 0 | 7386.125 | 0.046 | 1.283 | 0
55972 | Cass County | Omaha Public Power District | NE | 100% | TRUE | 17098 | 17098 | 0 | 17098 | 0 | 0 | 0 | 0 | 0 | 13926.775 | 0.07 | 6.803 | 0
55976 | Hunterstown Power Plant | NRG | PA | 100% | TRUE | 5049276 | 5049276 | 0 | 5049276 | 0 | 0 | 0 | 0 | 0 | 2147505.169 | 10.841 | 97.65 | 0
55977 | Bluffview | City of Farmington - (NM) | NM | 100% | FALSE | 417712 | 417712 | 0 | 417712 | 0 | 0 | 0 | 0 | 0 | 196001.286 | 0.99 | 72.468 | 0
55985 | Palomar Energy | Sempra | CA | 100% | TRUE | 2517137 | 2517137 | 0 | 2517137 | 0 | 0 | 0 | 0 | 0 | 1078160.261 | 5.443 | 54.459 | 0
55986 | Mountaineer Wind Energy Center | NextEra Energy | WV | 100% | TRUE | 156421 | 0 | 0 | 0 | 0 | 0 | 0 | 0 | 156421 | 0 | 0 | 0 | 0
55987 | Stillwater Water Treatment Plant | Stillwater Utilities Authority | OK | 100% | FALSE | 0 | 0 | 0 | 0 | 0 | 0 | 0 | 0 | 0 | 0 | 0 | 0 | 0
55988 | Wabuska | Homestretch Geothermal LLC | NV | 100% | FALSE | 9303 | 0 | 0 | 0 | 0 | 0 | 0 | 0 | 9303 | 0 | 0 | 0 | 0
55989 | FPL Energy Vansycle LLC (OR) | NextEra Energy | OR | 65.1% | TRUE | 151441.479 | 0 | 0 | 0 | 0 | 0 | 0 | 0 | 151441.479 | 0 | 0 | 0 | 0
55989 | FPL Energy Vansycle LLC (OR) | NextEra Energy Partners | OR | 34.9% | FALSE | 81187.521 | 0 | 0 | 0 | 0 | 0 | 0 | 0 | 81187.521 | 0 | 0 | 0 | 0
55990 | Ashtabula | DTE Energy | OH | 100% | TRUE | 124165.11 | 124165.11 | 0 | 124165.11 | 0 | 0 | 0 | 0 | 0 | 29808.0625 | 0 | 0 | 0
55992 | Desert Sky | AEP | TX | 100% | TRUE | 400858 | 0 | 0 | 0 | 0 | 0 | 0 | 0 | 400858 | 0 | 0 | 0 | 0
55995 | Minot Wind Project | Basin Electric Power Coop | ND | 100% | TRUE | 2851 | 0 | 0 | 0 | 0 | 0 | 0 | 0 | 2851 | 0 | 0 | 0 | 0
55996 | Alliant SBD0201 Ingredion | Industrial Energy Applications Inc | IA | 100% | FALSE | 0 | 0 | 0 | 0 | 0 | 0 | 0 | 0 | 0 | 74.7568 | 0 | 0 | 0
55997 | Orchard Park | Borough of Chambersburg | PA | 100% | FALSE | 5885 | 5885 | 0 | 5754.734 | 130.266 | 0 | 0 | 0 | 0 | 3226.9567 | 0 | 0 | 0
55998 | Danbury Diesel | Northwestern Wisconsin Elec Co | WI | 100% | FALSE | 0 | 0 | 0 | 0 | 0 | 0 | 0 | 0 | 0 | 1.3859 | 0 | 0 | 0
55999 | NECCO Co-Generation | New England Confectionery Co Inc | MA | 100% | FALSE | 12981 | 12981 | 0 | 12981 | 0 | 0 | 0 | 0 | 0 | 3319.4164 | 0 | 0 | 0
56001 | Waymart Wind | NextEra Energy | PA | 100% | TRUE | 140765 | 0 | 0 | 0 | 0 | 0 | 0 | 0 | 140765 | 0 | 0 | 0 | 0
56002 | Minwind | Community Renewables, LLC | MN | 100% | FALSE | 9354 | 0 | 0 | 0 | 0 | 0 | 0 | 0 | 9354 | 0 | 0 | 0 | 0
56004 | Mount Clinton | City of Harrisonburg - (VA) | VA | 100% | FALSE | 89.18 | 89.18 | 0 | 0 | 89.18 | 0 | 0 | 0 | 0 | 98.8062 | 0 | 0 | 0
56005 | Pleasant Valley (VA) | City of Harrisonburg - (VA) | VA | 100% | FALSE | 102.9 | 102.9 | 0 | 0 | 102.9 | 0 | 0 | 0 | 0 | 126.6872 | 0 | 0 | 0
56010 | Hancock County Wind Energy Center | NextEra Energy | IA | 100% | TRUE | 253284 | 0 | 0 | 0 | 0 | 0 | 0 | 0 | 253284 | 0 | 0 | 0 | 0
56013 | Exira | Western Minnesota Mun Pwr Agny | IA | 100% | FALSE | 46093 | 46093 | 0 | 22797.474 | 23295.526 | 0 | 0 | 0 | 0 | 71.1837 | 0.16 | 23.149 | 0
56015 | Walton Bainbridge Power Facility | Walton Bainbridge LLC | GA | 100% | FALSE | 65 | 65 | 0 | 0 | 65 | 0 | 0 | 0 | 0 | 3808.6857 | 0.149 | 0.305 | 0
56016 | Grimes Way | Washington State University | WA | 100% | FALSE | 335 | 335 | 0 | 237.333 | 97.667 | 0 | 0 | 0 | 0 | 233.8747 | 0 | 0 | 0
56018 | AMEA Peaking | Alabama Municipal Elec Authority | AL | 100% | FALSE | 25610 | 25610 | 0 | 25610 | 0 | 0 | 0 | 0 | 0 | 16339.6 | 0.078 | 10.883 | 0
56022 | Waste Water Plant Generator | City of Winfield - (KS) | KS | 100% | FALSE | 2 | 2 | 0 | 0 | 2 | 0 | 0 | 0 | 0 | 1.3859 | 0 | 0 | 0
56025 | Traer East | City of Traer - (IA) | IA | 100% | FALSE | 0 | 0 | 0 | 0 | 0 | 0 | 0 | 0 | 0 | 19.8917 | 0 | 0 | 0
56026 | Donald Von Raesfeld Power Plant | City of Santa Clara - (CA) | CA | 100% | FALSE | 642620 | 642620 | 0 | 642620 | 0 | 0 | 0 | 0 | 0 | 306829.375 | 1.549 | 16.716 | 0
56031 | Fox Energy Center | WEC Energy Group | WI | 100% | TRUE | 3116451.011 | 3116451.011 | 0 | 3110063.6 | 6387.411 | 0 | 0 | 0 | 0 | 1257457.132 | 5.941 | 126.085 | 0
56035 | Smithfield Packaged Meats Corp. | Smithfield Packaged Meats Corp. | NC | 100% | FALSE | 364 | 364 | 0 | 0 | 364 | 0 | 0 | 0 | 0 | 252.9667 | 0 | 0 | 0
56036 | WWTP Power Generation Station | East Bay Municipal Util Dist | CA | 100% | FALSE | 27953 | 300.403 | 0 | 0 | 300.403 | 0 | 0 | 27652.597 | 0 | 141.1983 | 0 | 0 | 0
56039 | H. Gonzales | City of Vernon | CA | 100% | FALSE | 2219.7 | 2219.7 | 0 | 2219.7 | 0 | 0 | 0 | 0 | 0 | 1794.0138 | 0 | 0 | 0
56050 | Inner Harbor East Heating | Veolia | MD | 100% | FALSE | 0 | 0 | 0 | 0 | 0 | 0 | 0 | 0 | 0 | 0 | 0 | 0 | 0
56051 | THUMS | THUMS Long Beach Company | CA | 100% | FALSE | 368895 | 368895 | 0 | 368895 | 0 | 0 | 0 | 0 | 0 | 224693.6209 | 0 | 0 | 0
56052 | Meyersdale Windpower | NextEra Energy | PA | 100% | TRUE | 82055 | 0 | 0 | 0 | 0 | 0 | 0 | 0 | 82055 | 0 | 0 | 0 | 0
56053 | Casey City of | City of Casey - (IL) | IL | 100% | FALSE | 99 | 99 | 0 | 0 | 99 | 0 | 0 | 0 | 0 | 83.8059 | 0 | 0 | 0
56054 | G McNeilus Wind Farm Dodge Center | Garwin McNeilus | MN | 100% | FALSE | 82592 | 0 | 0 | 0 | 0 | 0 | 0 | 0 | 82592 | 0 | 0 | 0 | 0
56055 | Hana Substation | Hawaiian Electric | HI | 100% | FALSE | 113 | 113 | 0 | 0 | 113 | 0 | 0 | 0 | 0 | 104.9204 | 0 | 0 | 0
56059 | High Point, Fairfield | NC Public Power | NC | 100% | TRUE | 0 | 0 | 0 | 0 | 0 | 0 | 0 | 0 | 0 | 4.4023 | 0 | 0 | 0
56062 | Statesville, Highway 64 | NC Public Power | NC | 100% | TRUE | 0 | 0 | 0 | 0 | 0 | 0 | 0 | 0 | 0 | 3.5055 | 0 | 0 | 0
56063 | Shelby, Toms Street | NC Public Power | NC | 100% | TRUE | 0 | 0 | 0 | 0 | 0 | 0 | 0 | 0 | 0 | 3.5055 | 0 | 0 | 0
56064 | Morganton, Parker Road | NC Public Power | NC | 100% | TRUE | 0 | 0 | 0 | 0 | 0 | 0 | 0 | 0 | 0 | 3.5055 | 0 | 0 | 0
56067 | Lexington Health Center | NC Public Power | NC | 100% | TRUE | 0 | 0 | 0 | 0 | 0 | 0 | 0 | 0 | 0 | 4.4023 | 0 | 0 | 0
56069 | Berlin Landfill Gas | Waste Management | WI | 100% | FALSE | 16913 | 0 | 0 | 0 | 0 | 0 | 0 | 16913 | 0 | 0 | 0 | 0 | 0
56070 | Diesel Generators | MGE Energy | WI | 100% | FALSE | 462 | 462 | 0 | 0 | 462 | 0 | 0 | 0 | 0 | 372.3168 | 0 | 0 | 0
56073 | Alliant SBG 9802 Toyota | Industrial Energy Applications Inc | IA | 100% | FALSE | 0 | 0 | 0 | 0 | 0 | 0 | 0 | 0 | 0 | 8.1822 | 0 | 0 | 0
56075 | High Winds LLC | NextEra Energy | CA | 10% | TRUE | 30845.9 | 0 | 0 | 0 | 0 | 0 | 0 | 0 | 30845.9 | 0 | 0 | 0 | 0
56076 | ABC Coke | Drummond Company, Inc. | AL | 100% | FALSE | 2763 | 233.157 | 0 | 233.157 | 0 | 0 | 0 | 2529.843 | 0 | 1051.1058 | 0 | 0 | 0
56078 | Walnut Energy Center | Turlock Irrigation District | CA | 100% | FALSE | 1124233 | 1124233 | 0 | 1124233 | 0 | 0 | 0 | 0 | 0 | 554982.839 | 2.802 | 31.134 | 0
56079 | Riceland Foods Cogeneration Plant | Riceland Foods Inc. | AR | 100% | FALSE | 32702 | 0 | 0 | 0 | 0 | 0 | 0 | 32702 | 0 | 0 | 0 | 0 | 0
56080 | SJ/SC WPCP | San Jose/Santa Clara Water P C | CA | 100% | FALSE | 26944.76 | 13688.43 | 0 | 13667.481 | 20.949 | 0 | 0 | 13256.33 | 0 | 6945.0515 | 0 | 0 | 0
56081 | Blue Canyon Windpower | ArcLight Capital | OK | 50% | TRUE | 123793.5 | 0 | 0 | 0 | 0 | 0 | 0 | 0 | 123793.5 | 0 | 0 | 0 | 0
56081 | Blue Canyon Windpower | EDP | OK | 50% | TRUE | 123793.5 | 0 | 0 | 0 | 0 | 0 | 0 | 0 | 123793.5 | 0 | 0 | 0 | 0
56090 | Blacksand Generating Facility | Bridge Energy LLC | CA | 100% | FALSE | 27547 | 0 | 0 | 0 | 0 | 0 | 0 | 27547 | 0 | 33446.7388 | 0 | 0 | 0
56092 | South Dakota Wind Energy Cente | NextEra Energy | SD | 100% | TRUE | 122855 | 0 | 0 | 0 | 0 | 0 | 0 | 0 | 122855 | 0 | 0 | 0 | 0
56097 | New Mexico Wind Energy Center | NextEra Energy | NM | 100% | TRUE | 496778 | 0 | 0 | 0 | 0 | 0 | 0 | 0 | 496778 | 0 | 0 | 0 | 0
56098 | Hillsboro | City of Hillsboro - (ND) | ND | 100% | FALSE | 53 | 53 | 0 | 0 | 53 | 0 | 0 | 0 | 0 | 42.4736 | 0 | 0 | 0
56099 | FPL Energy North Dakota Wind I/II | NextEra Energy | ND | 100% | TRUE | 162357 | 0 | 0 | 0 | 0 | 0 | 0 | 0 | 162357 | 0 | 0 | 0 | 0
56100 | St. Charles Power Plant | City of St Charles - (MN) | MN | 100% | FALSE | 48 | 48 | 0 | 0 | 48 | 0 | 0 | 0 | 0 | 43.1258 | 0 | 0 | 0
56102 | Currant Creek | Berkshire Hathaway Energy | UT | 100% | TRUE | 1193242 | 1193242 | 0 | 1193242 | 0 | 0 | 0 | 0 | 0 | 550010.122 | 2.777 | 73.573 | 0
56104 | Mankato Energy Center | Southern | MN | 100% | TRUE | 696663.003 | 696663.003 | 0 | 695249.77 | 1413.233 | 0 | 0 | 0 | 0 | 309590.8257 | 1.901 | 22.116 | 0
56108 | T J Labbe Electric Generating | Lafayette Utilities System | LA | 100% | FALSE | 17 | 17 | 0 | 17 | 0 | 0 | 0 | 0 | 0 | 13152.143 | 0.066 | 10.12 | 0
56112 | Mountain View III | Avangrid | CA | 100% | TRUE | 63387 | 0 | 0 | 0 | 0 | 0 | 0 | 0 | 63387 | 0 | 0 | 0 | 0
56113 | Tessman Road | Energy Developments Inc | TX | 100% | FALSE | 57976 | 0 | 0 | 0 | 0 | 0 | 0 | 57976 | 0 | 0 | 0 | 0 | 0
56114 | IMEA Highland | City of Highland | IL | 100% | FALSE | 0 | 0 | 0 | 0 | 0 | 0 | 0 | 0 | 0 | 0 | 0 | 0 | 0
56116 | IMEA Flora | Illinois Municipal Elec Agency | IL | 100% | FALSE | 181 | 181 | 0 | 0 | 181 | 0 | 0 | 0 | 0 | 165.0846 | 0 | 0 | 0
56117 | Flora Site A | City of Flora - (IL) | IL | 100% | FALSE | 90 | 90 | 0 | 0 | 90 | 0 | 0 | 0 | 0 | 81.4417 | 0 | 0 | 0
56118 | Flora Site B | City of Flora - (IL) | IL | 100% | FALSE | 59 | 59 | 0 | 0 | 59 | 0 | 0 | 0 | 0 | 52.9086 | 0 | 0 | 0
56119 | Middlesex Generating Facility | Middlesex Generating Company LLC | NJ | 100% | FALSE | 102750 | 0 | 0 | 0 | 0 | 0 | 0 | 102750 | 0 | 0 | 0 | 0 | 0
56120 | Lee County Landfill | Santee Cooper | SC | 100% | TRUE | 27545 | 0 | 0 | 0 | 0 | 0 | 0 | 27545 | 0 | 0 | 0 | 0 | 0
56121 | Anderson Regional Landfill | Santee Cooper | SC | 100% | TRUE | 9559 | 0 | 0 | 0 | 0 | 0 | 0 | 9559 | 0 | 0 | 0 | 0 | 0
56122 | Richland County Landfill | Santee Cooper | SC | 100% | TRUE | 17796 | 0 | 0 | 0 | 0 | 0 | 0 | 17796 | 0 | 0 | 0 | 0 | 0
56125 | Springville Hydroelectric | Calleguas Mun Water District | CA | 100% | FALSE | 1487 | 0 | 0 | 0 | 0 | 0 | 1487 | 0 | 0 | 0 | 0 | 0 | 0
56126 | Sub 2 Generating Station | City of Macon - (MO) | MO | 100% | FALSE | 0 | 0 | 0 | 0 | 0 | 0 | 0 | 0 | 0 | 0 | 0 | 0 | 0
56127 | Macon Energy Center | City of Macon - (MO) | MO | 100% | FALSE | 76408 | 76408 | 0 | 76408 | 0 | 0 | 0 | 0 | 0 | 23168.1192 | 0 | 0 | 0
56128 | Sub 3 Generating Station | City of Macon - (MO) | MO | 100% | FALSE | 0 | 0 | 0 | 0 | 0 | 0 | 0 | 0 | 0 | 0 | 0 | 0 | 0
56129 | Thermal Kem | Central Electric Power Coop | SC | 100% | FALSE | 220 | 220 | 0 | 0 | 220 | 0 | 0 | 0 | 0 | 162.4759 | 0 | 0 | 0
56131 | Valenite | Central Electric Power Coop | SC | 100% | FALSE | 85 | 85 | 0 | 0 | 85 | 0 | 0 | 0 | 0 | 64.4034 | 0 | 0 | 0
56132 | Honea Path | Central Electric Power Coop | SC | 100% | FALSE | 90 | 90 | 0 | 0 | 90 | 0 | 0 | 0 | 0 | 64.4034 | 0 | 0 | 0
56134 | Regional Wastewater Control Facility | City of Stockton MUD | CA | 100% | FALSE | 12421.5 | 488.914 | 0 | 445.313 | 43.601 | 0 | 0 | 11932.586 | 0 | 299.1506 | 0 | 0 | 0
56135 | Ripon Generation Station | Modesto Irrigation District | CA | 100% | FALSE | 84872 | 84872 | 0 | 84872 | 0 | 0 | 0 | 0 | 0 | 55554.538 | 0.281 | 3.788 | 0
56138 | Anderson Erickson | Berkshire Hathaway Energy | IA | 100% | TRUE | 12 | 12 | 0 | 0 | 12 | 0 | 0 | 0 | 0 | 9.8643 | 0 | 0 | 0
56139 | Neptune Gas Processing Plant | Enterprise Products Optg LP | LA | 100% | FALSE | 14667 | 0 | 0 | 0 | 0 | 0 | 0 | 14667 | 0 | 0 | 0 | 0 | 0
56141 | Jamaica Bay Peaking | NextEra Energy | NY | 100% | TRUE | 7358 | 7358 | 0 | 0 | 7358 | 0 | 0 | 0 | 0 | 6369.7351 | 0 | 0 | 0
56142 | Chanarambie Power Partners, LLC | ALLETE | MN | 100% | TRUE | 228713 | 0 | 0 | 0 | 0 | 0 | 0 | 0 | 228713 | 0 | 0 | 0 | 0
56143 | Riverside Energy Resource Center | City of Riverside - (CA) | CA | 100% | FALSE | 94539 | 94539 | 0 | 94539 | 0 | 0 | 0 | 0 | 0 | 59925.911 | 0.302 | 5.481 | 0
56144 | Springs Generating Station | City of Riverside - (CA) | CA | 100% | FALSE | 701 | 701 | 0 | 701 | 0 | 0 | 0 | 0 | 0 | 574.9774 | 0 | 0 | 0
56146 | False Island | Alaska Power and Telephone Co | AK | 100% | FALSE | 1553 | 1553 | 0 | 0 | 1553 | 0 | 0 | 0 | 0 | 1218.8544 | 0 | 0 | 0
56147 | Viking | Alaska Power and Telephone Co | AK | 100% | FALSE | 0 | 0 | 0 | 0 | 0 | 0 | 0 | 0 | 0 | 0 | 0 | 0 | 0
56148 | Ft. Pierre | City of Fort Pierre - (SD) | SD | 100% | FALSE | 47 | 47 | 0 | 0 | 47 | 0 | 0 | 0 | 0 | 38.8051 | 0 | 0 | 0
56150 | McIntosh Combined Cycle Facility | Southern | GA | 100% | TRUE | 8930973.906 | 8930973.906 | 0 | 8930967.7 | 6.206 | 0 | 0 | 0 | 0 | 3634941.1702 | 18.783 | 178.945 | 0
56151 | South Harper | Great Plains Energy | MO | 100% | TRUE | 1 | 1 | 0 | 1 | 0 | 0 | 0 | 0 | 0 | 2706.294 | 0.014 | 1.279 | 0
56153 | Viking Wind Partners | ALLETE | MN | 100% | TRUE | 33805 | 0 | 0 | 0 | 0 | 0 | 0 | 0 | 33805 | 0 | 0 | 0 | 0
56162 | Ainsworth Wind | NE Public Power District | NE | 100% | TRUE | 162168 | 0 | 0 | 0 | 0 | 0 | 0 | 0 | 162168 | 0 | 0 | 0 | 0
56163 | Kennecott Power Plant | Rio Tinto | UT | 100% | FALSE | 426982 | 305332 | 216968.36 | 88363.64 | 0 | 0 | 0 | 121650 | 0 | 126006.1982 | 0 | 0 | 0
56164 | Faribault Energy Park | Minnesota Municipal Power Agency | MN | 100% | FALSE | 641609 | 641609 | 0 | 641609 | 0 | 0 | 0 | 0 | 0 | 278382.445 | 1.405 | 33.055 | 0
56169 | NEO Freehold Gen LLC | NEO Freehold Gen LLC | NJ | 100% | FALSE | 1771 | 1771 | 0 | 1771 | 0 | 0 | 0 | 0 | 0 | 1535.3382 | 0 | 0 | 0
56172 | Flying Cloud Power Partners LLC | Avangrid | IA | 100% | TRUE | 129720 | 0 | 0 | 0 | 0 | 0 | 0 | 0 | 129720 | 0 | 0 | 0 | 0
56174 | Moraine Wind LLC | Avangrid | MN | 100% | TRUE | 153239 | 0 | 0 | 0 | 0 | 0 | 0 | 0 | 153239 | 0 | 0 | 0 | 0
56177 | Nebo Power Station | Utah Associated Mun Power Sys | UT | 100% | FALSE | 344588 | 344588 | 0 | 344588 | 0 | 0 | 0 | 0 | 0 | 157914.658 | 0.797 | 22.967 | 0
56181 | Genoa Diesel Generating Station | Village of Genoa - (OH) | OH | 100% | FALSE | 146 | 146 | 0 | 0 | 146 | 0 | 0 | 0 | 0 | 122.8556 | 0 | 0 | 0
56182 | Columbia Flooring Melbourne | Unilin Flooring NC LLC-Columbia Flooring | AR | 100% | FALSE | 4678.31 | 0 | 0 | 0 | 0 | 0 | 0 | 4678.31 | 0 | 0 | 0 | 0 | 0
56184 | Red Bluff | California Power Holdings LLC | CA | 100% | FALSE | 20188 | 20188 | 0 | 20188 | 0 | 0 | 0 | 0 | 0 | 12026.9524 | 0 | 0 | 0
56185 | Chowchilla II | California Power Holdings LLC | CA | 100% | FALSE | 23155 | 23155 | 0 | 23155 | 0 | 0 | 0 | 0 | 0 | 14009.5667 | 0 | 0 | 0
56189 | Waterside Power, LLC | Waterside Power, LLC | CT | 100% | FALSE | 1242 | 1242 | 0 | 0 | 1242 | 0 | 0 | 0 | 0 | 1196.7616 | 0 | 0.63 | 0
56190 | Central Michigan University | Central Michigan University | MI | 100% | FALSE | 29140.3 | 29068.505 | 0 | 29068.505 | 0 | 0 | 0 | 71.795 | 0 | 6858.8181 | 0 | 0 | 0
56193 | Medford Operation | Boise Cascade Wood Products LLC | OR | 100% | FALSE | 0 | 0 | 0 | 0 | 0 | 0 | 0 | 0 | 0 | 0 | 0 | 0 | 0
56194 | Dike City Power Plant | City of Dike | IA | 100% | FALSE | 2 | 2 | 0 | 0 | 2 | 0 | 0 | 0 | 0 | 0.48914 | 0 | 0 | 0
56195 | Combine Hills I | ArcLight Capital | OR | 50% | TRUE | 46753.5 | 0 | 0 | 0 | 0 | 0 | 0 | 0 | 46753.5 | 0 | 0 | 0 | 0
56195 | Combine Hills I | Eurus Energy | OR | 50% | FALSE | 46753.5 | 0 | 0 | 0 | 0 | 0 | 0 | 0 | 46753.5 | 0 | 0 | 0 | 0
56196 | 500MW CC | New York Power Authority | NY | 100% | TRUE | 2223712.995 | 2223712.995 | 0 | 2214336.78 | 9376.215 | 0 | 0 | 0 | 0 | 1010365.1607 | 5.113 | 67.391 | 0
56202 | Tofteland Windfarm LLC | Tofteland Windfarm LLC | MN | 100% | FALSE | 2262 | 0 | 0 | 0 | 0 | 0 | 0 | 0 | 2262 | 0 | 0 | 0 | 0
56204 | Fey Windfarm LLC | Fey Windfarm LLC | MN | 100% | FALSE | 5987 | 0 | 0 | 0 | 0 | 0 | 0 | 0 | 5987 | 0 | 0 | 0 | 0
56205 | Windcurrent Farms LLC | Windcurrent Farms LLC | MN | 100% | FALSE | 4832 | 0 | 0 | 0 | 0 | 0 | 0 | 0 | 4832 | 0 | 0 | 0 | 0
56206 | K-Brink Windfarm LLC | NRG | MN | 100% | TRUE | 6489 | 0 | 0 | 0 | 0 | 0 | 0 | 0 | 6489 | 0 | 0 | 0 | 0
56207 | DL Windy Acres LLC | Exelon | MN | 100% | TRUE | 5993 | 0 | 0 | 0 | 0 | 0 | 0 | 0 | 5993 | 0 | 0 | 0 | 0
56208 | S&P Windfarm LLC | Exelon | MN | 100% | TRUE | 5993 | 0 | 0 | 0 | 0 | 0 | 0 | 0 | 5993 | 0 | 0 | 0 | 0
56209 | Boeve Windfarm LLC | NRG | MN | 100% | TRUE | 6509 | 0 | 0 | 0 | 0 | 0 | 0 | 0 | 6509 | 0 | 0 | 0 | 0
56210 | B&K Energy Systems LLC | Exelon | MN | 100% | TRUE | 5993 | 0 | 0 | 0 | 0 | 0 | 0 | 0 | 5993 | 0 | 0 | 0 | 0
56215 | Allendorf | E&E Enterprises LLC | IA | 100% | FALSE | 5073 | 0 | 0 | 0 | 0 | 0 | 0 | 0 | 5073 | 0 | 0 | 0 | 0
56223 | Alden Bailey Power Plant | Clatskanie Peoples Util Dist | OR | 100% | FALSE | 0 | 0 | 0 | 0 | 0 | 0 | 0 | 0 | 0 | 0 | 0 | 0 | 0
56224 | TS Power Plant | Newmont Nevada Energy Investment, LLC | NV | 100% | FALSE | 967831.004 | 967831.004 | 964090.69 | 0 | 3740.314 | 0 | 0 | 0 | 0 | 1125744.9604 | 147.993 | 256.591 | 4.253
56225 | Aeolus Wind Facility | Aeolus Wind LLC | TX | 100% | FALSE | 1111 | 0 | 0 | 0 | 0 | 0 | 0 | 0 | 1111 | 0 | 0 | 0 | 0
56227 | Port Westward | Portland General Electric | OR | 100% | TRUE | 2129090 | 2129090 | 0 | 2129090 | 0 | 0 | 0 | 0 | 0 | 881188.085 | 17.493 | 66.739 | 0
56228 | Prescott Airport | Pinnacle West | AZ | 100% | TRUE | 4518 | 0 | 0 | 0 | 0 | 0 | 0 | 0 | 4518 | 0 | 0 | 0 | 0
56229 | Cogeneration 1 | University of Arizona | AZ | 100% | FALSE | 55283.21 | 55283.21 | 0 | 55283.21 | 0 | 0 | 0 | 0 | 0 | 14570.6928 | 0 | 0 | 0
56231 | DeKalb Medical Center-Hillandale | DeKalb Regional Health System | GA | 100% | FALSE | 3 | 3 | 0 | 0 | 3 | 0 | 0 | 0 | 0 | 5.3805 | 0 | 0 | 0
56232 | Miramar Energy Facility | Sempra | CA | 100% | TRUE | 112096 | 112096 | 0 | 112096 | 0 | 0 | 0 | 0 | 0 | 67064.004 | 0.338 | 10.862 | 0
56233 | EG178 Facility | Kinder Morgan | TX | 100% | FALSE | 837214 | 837214 | 0 | 837214 | 0 | 0 | 0 | 0 | 0 | 385745.3396 | 0 | 0 | 0
56234 | Caithness Long Island Energy Center | Caithness Energy | NY | 100% | FALSE | 2415157.987 | 2415157.987 | 0 | 2414835.84 | 322.147 | 0 | 0 | 0 | 0 | 1045643.3587 | 4.993 | 50.905 | 0
56237 | Lake Side Power Plant | Berkshire Hathaway Energy | UT | 100% | TRUE | 3340561 | 3340561 | 0 | 3340561 | 0 | 0 | 0 | 0 | 0 | 1486861.646 | 7.506 | 127.819 | 0
56238 | Groton Generating Station | Basin Electric Power Coop | SD | 100% | TRUE | 4437 | 4437 | 0 | 4437 | 0 | 0 | 0 | 0 | 0 | 46706.008 | 0.236 | 37.29 | 0
56240 | Buffalo Gap Wind Farm | AES | TX | 100% | TRUE | 361998 | 0 | 0 | 0 | 0 | 0 | 0 | 0 | 361998 | 0 | 0 | 0 | 0
56241 | Cannon Falls Energy Center | Invenergy | MN | 51% | TRUE | 22426.74 | 22426.74 | 0 | 22426.74 | 0 | 0 | 0 | 0 | 0 | 15325.653 | 0.21981 | 8.9847 | 0
56241 | Cannon Falls Energy Center | Marubeni | MN | 49% | FALSE | 21547.26 | 21547.26 | 0 | 21547.26 | 0 | 0 | 0 | 0 | 0 | 14724.647 | 0.21119 | 8.6323 | 0
56242 | Kindred School | Kindred Public School | ND | 100% | FALSE | 34 | 34 | 0 | 0 | 34 | 0 | 0 | 0 | 0 | 15.6525 | 0 | 0 | 0
56243 | Perham Incinerator | Prairie Lakes Municipal Solid Waste Auth | MN | 100% | FALSE | 0 | 0 | 0 | 0 | 0 | 0 | 0 | 0 | 0 | 0 | 0 | 0 | 0
56244 | State Auto Insurance | State Auto Insurance, Inc. | SD | 100% | FALSE | 1.96 | 1.96 | 0 | 0 | 1.96 | 0 | 0 | 0 | 0 | 5.7066 | 0 | 0 | 0
56245 | Stevens Community Medical Center | Stevens Community Medical Center | MN | 100% | FALSE | 20 | 20 | 0 | 0 | 20 | 0 | 0 | 0 | 0 | 23.2341 | 0 | 0 | 0
56247 | West Group Data Center F | Thomson Corp | MN | 100% | FALSE | 87 | 87 | 0 | 0 | 87 | 0 | 0 | 0 | 0 | 73.2894 | 0 | 0 | 0
56249 | Anson County Generation Facility | North Carolina EMC | NC | 100% | FALSE | 187928.996 | 187928.996 | 0 | 181277.13 | 6651.866 | 0 | 0 | 0 | 0 | 119762.011 | 0.598 | 85.985 | 0
56250 | Ontario LFGTE | Ares | NY | 100% | TRUE | 67235 | 0 | 0 | 0 | 0 | 0 | 0 | 67235 | 0 | 0 | 0 | 0 | 0
56251 | Intrepid | Berkshire Hathaway Energy | IA | 100% | TRUE | 353999 | 0 | 0 | 0 | 0 | 0 | 0 | 0 | 353999 | 0 | 0 | 0 | 0
56252 | Century | Berkshire Hathaway Energy | IA | 100% | TRUE | 408278 | 0 | 0 | 0 | 0 | 0 | 0 | 0 | 408278 | 0 | 0 | 0 | 0
56253 | Millcreek Power Generation | City of St George | UT | 100% | FALSE | 96796 | 96796 | 0 | 96796 | 0 | 0 | 0 | 0 | 0 | 59104.152 | 0.288 | 15.315 | 0
56255 | Hopkins Ridge Wind | Puget Holdings | WA | 100% | TRUE | 342810 | 0 | 0 | 0 | 0 | 0 | 0 | 0 | 342810 | 0 | 0 | 0 | 0
56256 | John Street 1, 3, 4 & 5 | Connecticut Mun Elec Engy Coop | CT | 100% | FALSE | 0 | 0 | 0 | 0 | 0 | 0 | 0 | 0 | 0 | 0 | 0 | 0 | 0
56258 | Kapaia Power Station | Kauai Island Utility Cooperative | HI | 100% | FALSE | 185154.996 | 4664.906 | 0 | 0 | 4664.906 | 0 | 0 | 180490.09 | 0 | 3376.2862 | 0 | 0 | 0
56259 | Empire Generating Co LLC | Itochu | NY | 50% | FALSE | 1183222 | 1183222 | 0 | 1183222 | 0 | 0 | 0 | 0 | 0 | 516859.7164 | 2.615 | 49.215 | 0
56259 | Empire Generating Co LLC | Kansai | NY | 25% | FALSE | 591611 | 591611 | 0 | 591611 | 0 | 0 | 0 | 0 | 0 | 258429.8582 | 1.3075 | 24.6075 | 0
56259 | Empire Generating Co LLC | Tokyo Gas | NY | 25% | FALSE | 591611 | 591611 | 0 | 591611 | 0 | 0 | 0 | 0 | 0 | 258429.8582 | 1.3075 | 24.6075 | 0
56260 | High Point, Pump Station Rd | NC Public Power | NC | 100% | TRUE | 142 | 142 | 0 | 0 | 142 | 0 | 0 | 0 | 0 | 171.9326 | 0 | 0 | 0
56261 | Lexington | NC Public Power | NC | 100% | TRUE | 0 | 0 | 0 | 0 | 0 | 0 | 0 | 0 | 0 | 7.8262 | 0 | 0 | 0
56262 | Gastonia, Tulip Drive | NC Public Power | NC | 66.67% | TRUE | 140.6667 | 140.6667 | 0 | 0 | 140.6667 | 0 | 0 | 0 | 0 | 167.7749 | 0 | 0 | 0
56263 | Albemarle Prime Power Park | NC Public Power | NC | 100% | TRUE | 136 | 136 | 0 | 0 | 136 | 0 | 0 | 0 | 0 | 170.4652 | 0 | 0 | 0
56265 | South Fork | Alaska Power and Telephone Co | AK | 100% | FALSE | 5762 | 0 | 0 | 0 | 0 | 0 | 5762 | 0 | 0 | 0 | 0 | 0 | 0
56266 | WPPI Hartford DG | WPPI Energy | WI | 100% | FALSE | 9 | 9 | 0 | 0 | 9 | 0 | 0 | 0 | 0 | 7.2556 | 0 | 0 | 0
56269 | IBM West | Rochester Public Utilities | MN | 100% | FALSE | 29 | 29 | 0 | 0 | 29 | 0 | 0 | 0 | 0 | 25.9244 | 0 | 0 | 0
56270 | Callahan Divide Wind Energy Center | NextEra Energy | TX | 100% | TRUE | 368607 | 0 | 0 | 0 | 0 | 0 | 0 | 0 | 368607 | 0 | 0 | 0 | 0
56271 | Diablo Wind LLC | NextEra Energy | CA | 100% | TRUE | 58306 | 0 | 0 | 0 | 0 | 0 | 0 | 0 | 58306 | 0 | 0 | 0 | 0
56273 | Weatherford Wind Energy Center | NextEra Energy | OK | 100% | TRUE | 568037 | 0 | 0 | 0 | 0 | 0 | 0 | 0 | 568037 | 0 | 0 | 0 | 0
56274 | Valley Queen Cheese | Valley Queen Cheese Factory, Inc. | SD | 100% | FALSE | 38.92 | 38.92 | 0 | 0 | 38.92 | 0 | 0 | 0 | 0 | 32.9354 | 0 | 0 | 0
56275 | Helzel & Schwarzhoff 86 | Wind Stream Operations LLC | CA | 100% | FALSE | 2316 | 0 | 0 | 0 | 0 | 0 | 0 | 0 | 2316 | 0 | 0 | 0 | 0
56276 | ZCO | Wind Stream Operations LLC | CA | 100% | FALSE | 1629 | 0 | 0 | 0 | 0 | 0 | 0 | 0 | 1629 | 0 | 0 | 0 | 0
56277 | Bavarian LFGTE | East Kentucky Power Coop | KY | 100% | TRUE | 36118 | 0 | 0 | 0 | 0 | 0 | 0 | 36118 | 0 | 0 | 0 | 0 | 0
56278 | Green Valley LFGTE | East Kentucky Power Coop | KY | 100% | TRUE | 13956 | 0 | 0 | 0 | 0 | 0 | 0 | 13956 | 0 | 0 | 0 | 0 | 0
56279 | Laurel Ridge LFGTE | East Kentucky Power Coop | KY | 100% | TRUE | 21526 | 0 | 0 | 0 | 0 | 0 | 0 | 21526 | 0 | 0 | 0 | 0 | 0
56280 | Hardin County LFGTE | East Kentucky Power Coop | KY | 100% | TRUE | 6049 | 0 | 0 | 0 | 0 | 0 | 0 | 6049 | 0 | 0 | 0 | 0 | 0
56283 | Hargis-Hebert Electric Generating | Lafayette Utilities System | LA | 100% | FALSE | 23 | 23 | 0 | 23 | 0 | 0 | 0 | 0 | 0 | 17142.364 | 0.086 | 12.852 | 0
56284 | Santa Maria EPG | Phillips 66 Company | CA | 100% | FALSE | 8919 | 1454.965 | 0 | 1454.965 | 0 | 0 | 0 | 7464.035 | 0 | 13299.1718 | 0 | 0 | 0
56288 | Salem Water Plant | City of Salem - (VA) | VA | 100% | FALSE | 98 | 98 | 0 | 0 | 98 | 0 | 0 | 0 | 0 | 79.2406 | 0 | 0 | 0
56289 | Salem Street Dept | City of Salem - (VA) | VA | 100% | FALSE | 71 | 71 | 0 | 0 | 71 | 0 | 0 | 0 | 0 | 59.1859 | 0 | 0 | 0
56291 | Horse Hollow Wind Energy Center | NextEra Energy | TX | 100% | TRUE | 1972964 | 0 | 0 | 0 | 0 | 0 | 0 | 0 | 1972964 | 0 | 0 | 0 | 0
56292 | Hamlet Generating Facility | North Carolina EMC | NC | 100% | FALSE | 30063 | 30063 | 0 | 29321.569 | 741.431 | 0 | 0 | 0 | 0 | 20859.3724 | 0.103 | 14.31 | 0
56294 | Bayway Refinery | Phillips 66 | NJ | 100% | FALSE | 66921 | 0 | 0 | 0 | 0 | 0 | 0 | 66921 | 0 | 0 | 0 | 0 | 0
56296 | Trimont Area Wind Farm | Avangrid | MN | 100% | TRUE | 300262 | 0 | 0 | 0 | 0 | 0 | 0 | 0 | 300262 | 0 | 0 | 0 | 0
56298 | Roseville Energy Park | City of Roseville - (CA) | CA | 100% | FALSE | 24923 | 24923 | 0 | 24923 | 0 | 0 | 0 | 0 | 0 | 17485.048 | 0.088 | 1.463 | 0
56302 | Oasis Wind | EDF | CA | 100% | TRUE | 172388 | 0 | 0 | 0 | 0 | 0 | 0 | 0 | 172388 | 0 | 0 | 0 | 0
56303 | Elk River Wind | Avangrid | KS | 100% | TRUE | 466681 | 0 | 0 | 0 | 0 | 0 | 0 | 0 | 466681 | 0 | 0 | 0 | 0
56307 | Adams Wind Farm | ConEdison | MN | 100% | FALSE | 55159 | 0 | 0 | 0 | 0 | 0 | 0 | 0 | 55159 | 0 | 0 | 0 | 0
56308 | Fossil Gulch | Greenbacker Renewable Energy Corporation | ID | 100% | FALSE | 25765 | 0 | 0 | 0 | 0 | 0 | 0 | 0 | 25765 | 0 | 0 | 0 | 0
56309 | Trigen St. Louis | Ashley Energy LLC | MO | 100% | FALSE | 26281.3 | 26281.3 | 0 | 26281.3 | 0 | 0 | 0 | 0 | 0 | 7084.94 | 0 | 0 | 0
56312 | Shute Creek Facility | Exxon Mobil | WY | 100% | TRUE | 829533 | 473468.61 | 0 | 473468.61 | 0 | 0 | 0 | 356064.39 | 0 | 357910.2363 | 0 | 0 | 0
56313 | Coleman Falls | Holcomb Rock Company | VA | 100% | FALSE | 0 | 0 | 0 | 0 | 0 | 0 | 0 | 0 | 0 | 0 | 0 | 0 | 0
56314 | Holcomb Rock | Holcomb Rock Company | VA | 100% | FALSE | 0 | 0 | 0 | 0 | 0 | 0 | 0 | 0 | 0 | 0 | 0 | 0 | 0
56320 | Spring Canyon | Invenergy | CO | 100% | TRUE | 177458 | 0 | 0 | 0 | 0 | 0 | 0 | 0 | 177458 | 0 | 0 | 0 | 0
56321 | Richard Burdette Geothermal | Ormat Nevada Inc | NV | 100% | FALSE | 144049 | 0 | 0 | 0 | 0 | 0 | 0 | 0 | 144049 | 0 | 0 | 0 | 0
56322 | Wild Horse | Puget Holdings | WA | 100% | TRUE | 613464 | 0 | 0 | 0 | 0 | 0 | 0 | 0 | 613464 | 0 | 0 | 0 | 0
56323 | Modern Innovative Energy LLC | Ares | NY | 100% | TRUE | 21885 | 0 | 0 | 0 | 0 | 0 | 0 | 21885 | 0 | 0 | 0 | 0 | 0
56324 | Colonie LFGTE Facility | Ares | NY | 100% | TRUE | 35360 | 0 | 0 | 0 | 0 | 0 | 0 | 35360 | 0 | 0 | 0 | 0 | 0
56325 | Delta Power | Golden Valley Elec Assn Inc | AK | 100% | FALSE | 223 | 223 | 0 | 0 | 223 | 0 | 0 | 0 | 0 | 619.0877 | 0 | 0 | 0
56326 | Mustang Station Unit 4 | Golden Spread Electric Cooperative, Inc | TX | 100% | FALSE | 408929 | 408929 | 0 | 408929 | 0 | 0 | 0 | 0 | 0 | 284440.476 | 1.436 | 65.187 | 0
56327 | Pendleton County LFGTE | East Kentucky Power Coop | KY | 100% | TRUE | 18916 | 0 | 0 | 0 | 0 | 0 | 0 | 18916 | 0 | 0 | 0 | 0 | 0
56328 | Harry D Mattison Gas Plant | AEP | AR | 100% | TRUE | 43289 | 43289 | 0 | 43289 | 0 | 0 | 0 | 0 | 0 | 38133.5 | 0.197 | 18.075 | 0
56329 | Campbell Industrial Park | Hawaiian Electric | HI | 100% | FALSE | 54323 | 0 | 0 | 0 | 0 | 0 | 0 | 54323 | 0 | 0 | 0 | 0 | 0
56333 | Gauley River Power Partners | Enel | WV | 100% | TRUE | 165946 | 0 | 0 | 0 | 0 | 0 | 165946 | 0 | 0 | 0 | 0 | 0 | 0
56335 | Blue Canyon Windpower II | EDP | OK | 100% | TRUE | 530465 | 0 | 0 | 0 | 0 | 0 | 0 | 0 | 530465 | 0 | 0 | 0 | 0
56338 | High Trail Wind Farm LLC | EDP | IL | 100% | TRUE | 586815 | 0 | 0 | 0 | 0 | 0 | 0 | 0 | 586815 | 0 | 0 | 0 | 0
56339 | Albemarle Hospital Unit | NC Public Power | NC | 100% | TRUE | 104 | 104 | 0 | 0 | 104 | 0 | 0 | 0 | 0 | 94.9746 | 0 | 0 | 0
56340 | Cherryville City Hall | NC Public Power | NC | 100% | TRUE | 63 | 63 | 0 | 0 | 63 | 0 | 0 | 0 | 0 | 77.8547 | 0 | 0 | 0
56341 | Lincolnton High School | NC Public Power | NC | 100% | TRUE | 85 | 85 | 0 | 0 | 85 | 0 | 0 | 0 | 0 | 94.9746 | 0 | 0 | 0
56342 | Maiden Community Center | NC Public Power | NC | 100% | TRUE | 84 | 84 | 0 | 0 | 84 | 0 | 0 | 0 | 0 | 92.5289 | 0 | 0 | 0
56343 | Monroe Middle School | NC Public Power | NC | 100% | TRUE | 64 | 64 | 0 | 0 | 64 | 0 | 0 | 0 | 0 | 85.4364 | 0 | 0 | 0
56344 | Morganton Station 5 | NC Public Power | NC | 100% | TRUE | 0 | 0 | 0 | 0 | 0 | 0 | 0 | 0 | 0 | 4.4023 | 0 | 0 | 0
56345 | Pineville Delivery 1 | NC Public Power | NC | 100% | TRUE | 0 | 0 | 0 | 0 | 0 | 0 | 0 | 0 | 0 | 0.97828 | 0 | 0 | 0
56346 | Bear Valley Power Plant | Golden State Water Company | CA | 100% | FALSE | 174 | 174 | 0 | 174 | 0 | 0 | 0 | 0 | 0 | 447.4514 | 0 | 0 | 0
56347 | Cedar Ridge | Alliant Energy | WI | 100% | TRUE | 173780 | 0 | 0 | 0 | 0 | 0 | 0 | 0 | 173780 | 0 | 0 | 0 | 0
56348 | Laverne Diesel Generating Plant | Town of Laverne - (OK) | OK | 100% | FALSE | 53 | 53 | 0 | 0 | 53 | 0 | 0 | 0 | 0 | 50.789 | 0 | 0 | 0
56349 | Quail Run Energy Center | Starwood Energy | TX | 100% | TRUE | 494549 | 494549 | 0 | 494549 | 0 | 0 | 0 | 0 | 0 | 261670.088 | 1.32 | 52.681 | 0
56350 | Colorado Bend Energy Center | Exelon | TX | 100% | TRUE | 2165276 | 2165276 | 0 | 2165276 | 0 | 0 | 0 | 0 | 0 | 1095080.526 | 5.528 | 139.339 | 0
56351 | Spearville | Great Plains Energy | KS | 100% | TRUE | 310296 | 0 | 0 | 0 | 0 | 0 | 0 | 0 | 310296 | 0 | 0 | 0 | 0
56355 | Whispering Willow Wind Farm - East | Alliant Energy | IA | 100% | TRUE | 626369 | 0 | 0 | 0 | 0 | 0 | 0 | 0 | 626369 | 0 | 0 | 0 | 0
56356 | Clearwater Power Plant | City of Riverside - (CA) | CA | 100% | FALSE | 25908 | 25908 | 0 | 25908 | 0 | 0 | 0 | 0 | 0 | 11231.3468 | 0 | 0 | 0
56357 | FPL Energy Burleigh County Wind | NextEra Energy | ND | 100% | TRUE | 157768 | 0 | 0 | 0 | 0 | 0 | 0 | 0 | 157768 | 0 | 0 | 0 | 0
56358 | Western Renewable Energy | Western Renewable Energy LLC | AZ | 100% | FALSE | 0 | 0 | 0 | 0 | 0 | 0 | 0 | 0 | 0 | 0 | 0 | 0 | 0
56359 | Klondike Windpower II | Avangrid | OR | 100% | TRUE | 177186 | 0 | 0 | 0 | 0 | 0 | 0 | 0 | 177186 | 0 | 0 | 0 | 0
56360 | Leaning Juniper | Berkshire Hathaway Energy | OR | 100% | TRUE | 155685 | 0 | 0 | 0 | 0 | 0 | 0 | 0 | 155685 | 0 | 0 | 0 | 0
56361 | Big Horn Wind Project | Avangrid | WA | 100% | TRUE | 468061 | 0 | 0 | 0 | 0 | 0 | 0 | 0 | 468061 | 0 | 0 | 0 | 0
56362 | Shiloh I Wind Project | Avangrid | CA | 100% | TRUE | 354488 | 0 | 0 | 0 | 0 | 0 | 0 | 0 | 354488 | 0 | 0 | 0 | 0
56363 | Danville New Design Plant | City of Danville - (VA) | VA | 100% | FALSE | 0 | 0 | 0 | 0 | 0 | 0 | 0 | 0 | 0 | 0 | 0 | 0 | 0
56364 | Danville Kentuck Road Plant | City of Danville - (VA) | VA | 100% | FALSE | 0 | 0 | 0 | 0 | 0 | 0 | 0 | 0 | 0 | 0 | 0 | 0 | 0
56365 | Danville Westover Plant | City of Danville - (VA) | VA | 100% | FALSE | 75 | 75 | 0 | 0 | 75 | 0 | 0 | 0 | 0 | 0.48914 | 0 | 0 | 0
56367 | Electric Avenue Facility | Town of Culpeper- (VA) | VA | 100% | FALSE | 29 | 29 | 0 | 0 | 29 | 0 | 0 | 0 | 0 | 24.2939 | 0 | 0 | 0
56368 | Water Treatment Plant Generators | City of Manassas - (VA) | VA | 100% | FALSE | 13 | 13 | 0 | 0 | 13 | 0 | 0 | 0 | 0 | 12.31 | 0 | 0 | 0
56369 | Casselman Wind Power Project | Avangrid | PA | 100% | TRUE | 96763 | 0 | 0 | 0 | 0 | 0 | 0 | 0 | 96763 | 0 | 0 | 0 | 0
56374 | Robert Mueller Energy Center | Austin Energy | TX | 100% | TRUE | 28608 | 28608 | 0 | 28589 | 19 | 0 | 0 | 0 | 0 | 19449.5792 | 0 | 0 | 0
56376 | Pike County Wind Power | Illinois Rural Electric Coop | IL | 100% | FALSE | 3602 | 0 | 0 | 0 | 0 | 0 | 0 | 0 | 3602 | 0 | 0 | 0 | 0
56377 | Judith Gap Wind Energy Center | Invenergy | MT | 100% | TRUE | 450729 | 0 | 0 | 0 | 0 | 0 | 0 | 0 | 450729 | 0 | 0 | 0 | 0
56379 | Victory Wind Farm | Berkshire Hathaway Energy | IA | 100% | TRUE | 294275 | 0 | 0 | 0 | 0 | 0 | 0 | 0 | 294275 | 0 | 0 | 0 | 0
56380 | Centennial Wind Farm | OGE | OK | 100% | TRUE | 245186 | 0 | 0 | 0 | 0 | 0 | 0 | 0 | 245186 | 0 | 0 | 0 | 0
56383 | Northern Iowa Windpower II | Avangrid | IA | 100% | TRUE | 194481 | 0 | 0 | 0 | 0 | 0 | 0 | 0 | 194481 | 0 | 0 | 0 | 0
56386 | Top of Iowa Windfarm III | MGE Energy | IA | 100% | FALSE | 82577 | 0 | 0 | 0 | 0 | 0 | 0 | 0 | 82577 | 0 | 0 | 0 | 0
56391 | Blue Sky Green Field Wind Project | WEC Energy Group | WI | 100% | TRUE | 342453 | 0 | 0 | 0 | 0 | 0 | 0 | 0 | 342453 | 0 | 0 | 0 | 0
56392 | FPL Energy Oliver Wind I LLC | NextEra Energy | ND | 100% | TRUE | 169490 | 0 | 0 | 0 | 0 | 0 | 0 | 0 | 169490 | 0 | 0 | 0 | 0
56394 | Forest Creek Wind Farm LLC | E.ON | TX | 100% | TRUE | 386462 | 0 | 0 | 0 | 0 | 0 | 0 | 0 | 386462 | 0 | 0 | 0 | 0
56395 | Mesquite Wind Power LLC | EDP | TX | 100% | TRUE | 528302 | 0 | 0 | 0 | 0 | 0 | 0 | 0 | 528302 | 0 | 0 | 0 | 0
56397 | Hunlock Unit 4 | LS Power | PA | 100% | TRUE | 3013 | 3013 | 0 | 3013 | 0 | 0 | 0 | 0 | 0 | 2598.13 | 0.013 | 1.848 | 0
56399 | Lempster Wind LLC | Avangrid | NH | 100% | TRUE | 64338 | 0 | 0 | 0 | 0 | 0 | 0 | 0 | 64338 | 0 | 0 | 0 | 0
56404 | Noble Hill Landfill | City Utilities of Springfield - (MO) | MO | 100% | FALSE | 10607 | 0 | 0 | 0 | 0 | 0 | 0 | 10607 | 0 | 0 | 0 | 0 | 0
56405 | Nevada Solar One | Acciona | NV | 100% | FALSE | 120603 | 2578 | 0 | 2578 | 0 | 0 | 0 | 0 | 118025 | 2066.3069 | 0 | 0 | 0
56406 | Sierra Pacific Burlington Facility | Sierra Pacific Industries Inc | WA | 100% | FALSE | 159287 | 0 | 0 | 0 | 0 | 0 | 0 | 159287 | 0 | 0 | 0 | 0 | 0
56407 | West County Energy Center | NextEra Energy | FL | 100% | TRUE | 20515369.717 | 20515369.717 | 0 | 20499321.3 | 16048.417 | 0 | 0 | 0 | 0 | 8490504.9401 | 41.392 | 534.438 | 0
56408 | Agriwind | Exelon | IL | 99% | TRUE | 23144.22 | 0 | 0 | 0 | 0 | 0 | 0 | 0 | 23144.22 | 0 | 0 | 0 | 0
56408 | Agriwind | Other | IL | 1% | FALSE | 233.78 | 0 | 0 | 0 | 0 | 0 | 0 | 0 | 233.78 | 0 | 0 | 0 | 0
56414 | Redwood Falls Wind | Southern Minnesota Mun P Agny | MN | 100% | FALSE | 8893 | 0 | 0 | 0 | 0 | 0 | 0 | 0 | 8893 | 0 | 0 | 0 | 0
56415 | Fairmont Wind | Southern Minnesota Mun P Agny | MN | 100% | FALSE | 13731 | 0 | 0 | 0 | 0 | 0 | 0 | 0 | 13731 | 0 | 0 | 0 | 0
56416 | Michigan Wind 1 | Exelon | MI | 51% | TRUE | 87167.16 | 0 | 0 | 0 | 0 | 0 | 0 | 0 | 87167.16 | 0 | 0 | 0 | 0
56416 | Michigan Wind 1 | ExGen Renewables Partners, LLC | MI | 49% | FALSE | 83748.84 | 0 | 0 | 0 | 0 | 0 | 0 | 0 | 83748.84 | 0 | 0 | 0 | 0
56420 | Renick Run Pumping Station 03-04 | City of Columbus - (OH) | OH | 100% | FALSE | 0.98 | 0.98 | 0 | 0 | 0.98 | 0 | 0 | 0 | 0 | 1.4674 | 0 | 0 | 0
56421 | PS ST-8 Engine No 1 | City of Columbus - (OH) | OH | 100% | FALSE | 1.96 | 1.96 | 0 | 0 | 1.96 | 0 | 0 | 0 | 0 | 2.9348 | 0 | 0 | 0
56422 | ST-1/1A Engine No 1 | City of Columbus - (OH) | OH | 100% | FALSE | 0.98 | 0.98 | 0 | 0 | 0.98 | 0 | 0 | 0 | 0 | 1.9566 | 0 | 0 | 0
56423 | Dodge Park Engine No 1 | City of Columbus - (OH) | OH | 100% | FALSE | 2.94 | 2.94 | 0 | 0 | 2.94 | 0 | 0 | 0 | 0 | 2.9348 | 0 | 0 | 0
56424 | Mower County Wind Energy Center | NextEra Energy | MN | 100% | TRUE | 284258 | 0 | 0 | 0 | 0 | 0 | 0 | 0 | 284258 | 0 | 0 | 0 | 0
56426 | Ameresco Chicopee Energy | AMERESCO | MA | 100% | FALSE | 46339 | 0 | 0 | 0 | 0 | 0 | 0 | 46339 | 0 | 0 | 0 | 0 | 0
56427 | Ameresco Janesville | AMERESCO | WI | 100% | FALSE | 11079 | 0 | 0 | 0 | 0 | 0 | 0 | 11079 | 0 | 0 | 0 | 0 | 0
56428 | Ameresco Santa Cruz Energy | AMERESCO | CA | 100% | FALSE | 19537 | 0 | 0 | 0 | 0 | 0 | 0 | 19537 | 0 | 0 | 0 | 0 | 0
56429 | Ameresco Delaware South | AMERESCO | DE | 100% | FALSE | 26076 | 0 | 0 | 0 | 0 | 0 | 0 | 26076 | 0 | 0 | 0 | 0 | 0
56430 | Ameresco Delaware Central | AMERESCO | DE | 100% | FALSE | 23463 | 0 | 0 | 0 | 0 | 0 | 0 | 23463 | 0 | 0 | 0 | 0 | 0
56433 | Pine Tree Wind Power Project | Los Angeles City | CA | 100% | TRUE | 256088 | 0 | 0 | 0 | 0 | 0 | 0 | 0 | 256088 | 0 | 0 | 0 | 0
56434 | Burley Butte Windpark | DIF | ID | 14.08% | FALSE | 6780.8315 | 0 | 0 | 0 | 0 | 0 | 0 | 0 | 6780.8315 | 0 | 0 | 0 | 0
56434 | Burley Butte Windpark | DIF | ID | 13.52% | FALSE | 6514.9165 | 0 | 0 | 0 | 0 | 0 | 0 | 0 | 6514.9165 | 0 | 0 | 0 | 0
56434 | Burley Butte Windpark | Idaho Wind Partners I LLC | ID | 72.4% | FALSE | 34877.252 | 0 | 0 | 0 | 0 | 0 | 0 | 0 | 34877.252 | 0 | 0 | 0 | 0
56435 | Golden Valley Wind Park LLC | DIF | ID | 14.08% | FALSE | 3953.9484 | 0 | 0 | 0 | 0 | 0 | 0 | 0 | 3953.9484 | 0 | 0 | 0 | 0
56435 | Golden Valley Wind Park LLC | DIF | ID | 13.52% | FALSE | 3798.8916 | 0 | 0 | 0 | 0 | 0 | 0 | 0 | 3798.8916 | 0 | 0 | 0 | 0
56435 | Golden Valley Wind Park LLC | Idaho Wind Partners I LLC | ID | 72.4% | FALSE | 20337.16 | 0 | 0 | 0 | 0 | 0 | 0 | 0 | 20337.16 | 0 | 0 | 0 | 0
56437 | Milner Dam Wind Park LLC | DIF | ID | 14.08% | FALSE | 6481.8572 | 0 | 0 | 0 | 0 | 0 | 0 | 0 | 6481.8572 | 0 | 0 | 0 | 0
56437 | Milner Dam Wind Park LLC | DIF | ID | 13.52% | FALSE | 6227.6668 | 0 | 0 | 0 | 0 | 0 | 0 | 0 | 6227.6668 | 0 | 0 | 0 | 0
56437 | Milner Dam Wind Park LLC | Idaho Wind Partners I LLC | ID | 72.4% | FALSE | 33339.476 | 0 | 0 | 0 | 0 | 0 | 0 | 0 | 33339.476 | 0 | 0 | 0 | 0
56439 | Oregon Trail Wind Park | DIF | ID | 14.08% | FALSE | 4873.815 | 0 | 0 | 0 | 0 | 0 | 0 | 0 | 4873.815 | 0 | 0 | 0 | 0
56439 | Oregon Trail Wind Park | DIF | ID | 13.52% | FALSE | 4682.685 | 0 | 0 | 0 | 0 | 0 | 0 | 0 | 4682.685 | 0 | 0 | 0 | 0
56439 | Oregon Trail Wind Park | Idaho Wind Partners I LLC | ID | 72.4% | FALSE | 25068.5 | 0 | 0 | 0 | 0 | 0 | 0 | 0 | 25068.5 | 0 | 0 | 0 | 0
56440 | Pilgrim Stage Wind Park | DIF | ID | 14.08% | FALSE | 4202.8121 | 0 | 0 | 0 | 0 | 0 | 0 | 0 | 4202.8121 | 0 | 0 | 0 | 0
56440 | Pilgrim Stage Wind Park | DIF | ID | 13.52% | FALSE | 4037.9959 | 0 | 0 | 0 | 0 | 0 | 0 | 0 | 4037.9959 | 0 | 0 | 0 | 0
56440 | Pilgrim Stage Wind Park | Idaho Wind Partners I LLC | ID | 72.4% | FALSE | 21617.192 | 0 | 0 | 0 | 0 | 0 | 0 | 0 | 21617.192 | 0 | 0 | 0 | 0
56441 | Salmon Falls Wind Park | DIF | ID | 14.08% | FALSE | 7667.0564 | 0 | 0 | 0 | 0 | 0 | 0 | 0 | 7667.0564 | 0 | 0 | 0 | 0
56441 | Salmon Falls Wind Park | DIF | ID | 13.52% | FALSE | 7366.3876 | 0 | 0 | 0 | 0 | 0 | 0 | 0 | 7366.3876 | 0 | 0 | 0 | 0
56441 | Salmon Falls Wind Park | Idaho Wind Partners I LLC | ID | 72.4% | FALSE | 39435.556 | 0 | 0 | 0 | 0 | 0 | 0 | 0 | 39435.556 | 0 | 0 | 0 | 0
56442 | Thousand Springs Wind Park | DIF | ID | 14.08% | FALSE | 4281.3562 | 0 | 0 | 0 | 0 | 0 | 0 | 0 | 4281.3562 | 0 | 0 | 0 | 0
56442 | Thousand Springs Wind Park | DIF | ID | 13.52% | FALSE | 4113.4598 | 0 | 0 | 0 | 0 | 0 | 0 | 0 | 4113.4598 | 0 | 0 | 0 | 0
56442 | Thousand Springs Wind Park | Idaho Wind Partners I LLC | ID | 72.4% | FALSE | 22021.184 | 0 | 0 | 0 | 0 | 0 | 0 | 0 | 22021.184 | 0 | 0 | 0 | 0
56443 | Tuana Gulch Wind Park | DIF | ID | 14.08% | FALSE | 3748.8611 | 0 | 0 | 0 | 0 | 0 | 0 | 0 | 3748.8611 | 0 | 0 | 0 | 0
56443 | Tuana Gulch Wind Park | DIF | ID | 13.52% | FALSE | 3601.8469 | 0 | 0 | 0 | 0 | 0 | 0 | 0 | 3601.8469 | 0 | 0 | 0 | 0
56443 | Tuana Gulch Wind Park | Idaho Wind Partners I LLC | ID | 72.4% | FALSE | 19282.292 | 0 | 0 | 0 | 0 | 0 | 0 | 0 | 19282.292 | 0 | 0 | 0 | 0
56445 | Spindle Hill Energy Center | Invenergy | CO | 51% | TRUE | 62314.86 | 62314.86 | 0 | 62314.86 | 0 | 0 | 0 | 0 | 0 | 41735.3497 | 0.21267 | 13.5206 | 0
56445 | Spindle Hill Energy Center | Marubeni | CO | 49% | FALSE | 59871.14 | 59871.14 | 0 | 59871.14 | 0 | 0 | 0 | 0 | 0 | 40098.6693 | 0.20433 | 12.9904 | 0
56447 | Hawi Wind Farm | EDF | HI | 100% | TRUE | 33009 | 0 | 0 | 0 | 0 | 0 | 0 | 0 | 33009 | 0 | 0 | 0 | 0
56448 | Mars Hill Wind Farm Project | Brookfield | ME | 51% | TRUE | 68633.76 | 0 | 0 | 0 | 0 | 0 | 0 | 0 | 68633.76 | 0 | 0 | 0 | 0
56448 | Mars Hill Wind Farm Project | TerraForm Power | ME | 49% | FALSE | 65942.24 | 0 | 0 | 0 | 0 | 0 | 0 | 0 | 65942.24 | 0 | 0 | 0 | 0
56449 | Kaheawa Pastures Wind Farm | Brookfield | HI | 51% | TRUE | 46066.77 | 0 | 0 | 0 | 0 | 0 | 0 | 0 | 46066.77 | 0 | 0 | 0 | 0
56449 | Kaheawa Pastures Wind Farm | TerraForm Power | HI | 49% | FALSE | 44260.23 | 0 | 0 | 0 | 0 | 0 | 0 | 0 | 44260.23 | 0 | 0 | 0 | 0
56457 | Post Wind Farm LP | NextEra Energy | TX | 100% | TRUE | 268987 | 0 | 0 | 0 | 0 | 0 | 0 | 0 | 268987 | 0 | 0 | 0 | 0
56458 | Hobbs Generating Station | Lea Power Partners LLC | NM | 100% | FALSE | 3226119 | 3226119 | 0 | 3226119 | 0 | 0 | 0 | 0 | 0 | 1403708.2982 | 3.376 | 80.211 | 0
56459 | MinnDakota Wind LLC | Avangrid | MN | 100% | TRUE | 531403 | 0 | 0 | 0 | 0 | 0 | 0 | 0 | 531403 | 0 | 0 | 0 | 0
56460 | Twin Buttes Wind Project | Avangrid | CO | 100% | TRUE | 230039 | 0 | 0 | 0 | 0 | 0 | 0 | 0 | 230039 | 0 | 0 | 0 | 0
56461 | Dry Creek LFG to Energy Project | Oregon Environmental Industries LLC | OR | 100% | FALSE | 20213 | 0 | 0 | 0 | 0 | 0 | 0 | 20213 | 0 | 0 | 0 | 0 | 0
56462 | Geneva Generation Facility | City of Geneva- (IL) | IL | 100% | FALSE | 3499 | 3499 | 0 | 3499 | 0 | 0 | 0 | 0 | 0 | 1782.0326 | 0 | 0 | 0
56463 | Oak Ridge LFGTE | Wabash Valley Power Assn, Inc | IN | 100% | FALSE | 20405 | 0 | 0 | 0 | 0 | 0 | 0 | 20405 | 0 | 0 | 0 | 0 | 0
56464 | Jay County LFGTE | Wabash Valley Power Assn, Inc | IN | 100% | FALSE | 17657 | 0 | 0 | 0 | 0 | 0 | 0 | 17657 | 0 | 0 | 0 | 0 | 0
56465 | Liberty I & II LFGTE | Wabash Valley Power Assn, Inc | IN | 100% | FALSE | 101252 | 0 | 0 | 0 | 0 | 0 | 0 | 101252 | 0 | 0 | 0 | 0 | 0
56466 | Marengo Wind Plant | Berkshire Hathaway Energy | WA | 100% | TRUE | 468904 | 0 | 0 | 0 | 0 | 0 | 0 | 0 | 468904 | 0 | 0 | 0 | 0
56467 | Russell City Energy Center | Calpine | CA | 75% | TRUE | 589998.75 | 589998.75 | 0 | 589998.75 | 0 | 0 | 0 | 0 | 0 | 258393.7492 | 1.305 | 18.1268 | 0
56467 | Russell City Energy Center | General Electric | CA | 25% | TRUE | 196666.25 | 196666.25 | 0 | 196666.25 | 0 | 0 | 0 | 0 | 0 | 86131.2497 | 0.435 | 6.0423 | 0
56468 | Klondike Windpower III | Avangrid | OR | 100% | TRUE | 663335 | 0 | 0 | 0 | 0 | 0 | 0 | 0 | 663335 | 0 | 0 | 0 | 0
56469 | Roseburg Forest Products Biomass | Roseburg Forest Products | CA | 100% | FALSE | 66431 | 0 | 0 | 0 | 0 | 0 | 0 | 66431 | 0 | 0 | 0 | 0 | 0
56471 | McGrath Peaker | Edison International | CA | 100% | TRUE | 45188 | 45188 | 0 | 45188 | 0 | 0 | 0 | 0 | 0 | 26755.975 | 0.135 | 2.85 | 0
56472 | Grapeland Peaker | Edison International | CA | 100% | TRUE | 22900 | 22900 | 0 | 22900 | 0 | 0 | 0 | 0 | 0 | 14850.9928 | 0.075 | 1.446 | 0
56473 | Mira Loma Peaker | Edison International | CA | 100% | TRUE | 24404 | 24404 | 0 | 24404 | 0 | 0 | 0 | 0 | 0 | 14841.668 | 0.075 | 1.873 | 0
56474 | Barre Peaker | Edison International | CA | 100% | TRUE | 33132 | 33132 | 0 | 33132 | 0 | 0 | 0 | 0 | 0 | 19901.312 | 0.1 | 2.377 | 0
56475 | Center Peaker | Edison International | CA | 100% | TRUE | 22699 | 22699 | 0 | 22699 | 0 | 0 | 0 | 0 | 0 | 14447.2579 | 0.075 | 1.412 | 0
56476 | Gateway Generating Station | PG&E | CA | 100% | TRUE | 2779798 | 2779798 | 0 | 2779798 | 0 | 0 | 0 | 0 | 0 | 1223486.595 | 6.176 | 78.747 | 0
56478 | MJMEUC Generating Station #1 | Missouri Joint Municipal Power Electric | MO | 100% | FALSE | 112001 | 112001 | 0 | 112001 | 0 | 0 | 0 | 0 | 0 | 27792.953 | 0 | 0 | 0
56479 | Sand Bluff Wind Farm | E.ON | TX | 100% | TRUE | 176124 | 0 | 0 | 0 | 0 | 0 | 0 | 0 | 176124 | 0 | 0 | 0 | 0
56480 | Marshfield Utilities Gas Plant | City of Marshfield - (WI) | WI | 100% | FALSE | 1527 | 1527 | 0 | 1527 | 0 | 0 | 0 | 0 | 0 | 1002.392 | 0.006 | 0.68 | 0
56482 | Black Mountain Generating Station | Fortis | AZ | 100% | TRUE | 54129 | 54129 | 0 | 54129 | 0 | 0 | 0 | 0 | 0 | 33134.594 | 0.976 | 25.474 | 0
56483 | Post Oak Wind LLC | EDP | TX | 100% | TRUE | 554392 | 0 | 0 | 0 | 0 | 0 | 0 | 0 | 554392 | 0 | 0 | 0 | 0
56484 | Buffalo Gap 2 Wind Farm | AES | TX | 100% | TRUE | 650578 | 0 | 0 | 0 | 0 | 0 | 0 | 0 | 650578 | 0 | 0 | 0 | 0
56485 | Biglow Canyon Wind Farm | Portland General Electric | OR | 100% | TRUE | 894881 | 0 | 0 | 0 | 0 | 0 | 0 | 0 | 894881 | 0 | 0 | 0 | 0
56487 | White Creek Wind Farm | White Creek Wind 1 LLC | WA | 100% | FALSE | 468282 | 0 | 0 | 0 | 0 | 0 | 0 | 0 | 468282 | 0 | 0 | 0 | 0
56488 | Smoky Hills Wind Project Phase I | Smoky Hills Wind Farm I LLC | KS | 100% | FALSE | 365169 | 0 | 0 | 0 | 0 | 0 | 0 | 0 | 365169 | 0 | 0 | 0 | 0
56489 | Elkins Generating Center | Arkansas Electric Coop | AR | 100% | TRUE | 19146 | 19146 | 0 | 19146 | 0 | 0 | 0 | 0 | 0 | 13179.6542 | 0 | 0 | 0
56491 | Dean Drive Area Electric Generators | City of Manassas - (VA) | VA | 100% | FALSE | 42 | 42 | 0 | 0 | 42 | 0 | 0 | 0 | 0 | 33.5061 | 0 | 0 | 0
56493 | Buffalo Mountain Energy Center | Invenergy | TN | 100% | TRUE | 43327 | 0 | 0 | 0 | 0 | 0 | 0 | 0 | 43327 | 0 | 0 | 0 | 0
56494 | Prairie Star Wind Farm | EDP | MN | 100% | TRUE | 328744 | 0 | 0 | 0 | 0 | 0 | 0 | 0 | 328744 | 0 | 0 | 0 | 0
56496 | Phillips 66 Billings Refinery | Phillips 66 Billings Refinery | MT | 100% | FALSE | 0 | 0 | 0 | 0 | 0 | 0 | 0 | 0 | 0 | 0 | 0 | 0 | 0
56497 | Goodman Energy Center | Midwest Energy Inc | KS | 100% | FALSE | 106869 | 106869 | 0 | 106869 | 0 | 0 | 0 | 0 | 0 | 57050.1757 | 0 | 0 | 0
56498 | Mora Drop Hydroelectric Project | Boise-Kuna Irrigation District | ID | 100% | FALSE | 4514 | 0 | 0 | 0 | 0 | 0 | 4514 | 0 | 0 | 0 | 0 | 0 | 0
56499 | Tiber Dam Hydroelectric Plant | Tiber Montana LLC | MT | 100% | FALSE | 51090 | 0 | 0 | 0 | 0 | 0 | 51090 | 0 | 0 | 0 | 0 | 0 | 0
56500 | Western 102 Power Plant | Barrick Goldstrike Mines Inc | NV | 100% | FALSE | 293789 | 291274 | 0 | 291274 | 0 | 0 | 0 | 0 | 2515 | 151994.509 | 0 | 0 | 0
56501 | Pomeroy Wind Farm | Berkshire Hathaway Energy | IA | 100% | TRUE | 845511 | 0 | 0 | 0 | 0 | 0 | 0 | 0 | 845511 | 0 | 0 | 0 | 0
56502 | Emporia Energy Center | Westar | KS | 100% | TRUE | 284400 | 284400 | 0 | 284400 | 0 | 0 | 0 | 0 | 0 | 200588.789 | 1.012 | 119.634 | 0
56503 | Riley Generating Station | City of Zeeland - (MI) | MI | 100% | FALSE | 754 | 754 | 0 | 754 | 0 | 0 | 0 | 0 | 0 | 586.6079 | 0 | 0 | 0
56504 | Municipal Power Plant | City of Zeeland - (MI) | MI | 100% | FALSE | 112 | 112 | 0 | 112 | 0 | 0 | 0 | 0 | 0 | 77.1468 | 0 | 0 | 0
56505 | Jonesboro City Water & Light Plant | City Water and Light Plant | AR | 100% | FALSE | 51609 | 51609 | 0 | 51583.846 | 25.154 | 0 | 0 | 0 | 0 | 33461.6518 | 0.154 | 22.922 | 0
56506 | Scurry County Wind LP | Invenergy | TX | 100% | TRUE | 407254 | 0 | 0 | 0 | 0 | 0 | 0 | 0 | 407254 | 0 | 0 | 0 | 0
56510 | Frey Farm Landfill | Energy Power Partners | PA | 100% | FALSE | 13102 | 0 | 0 | 0 | 0 | 0 | 0 | 13102 | 0 | 0 | 0 | 0 | 0
56511 | Pennsauken Landfill | Energy Power Partners | NJ | 100% | FALSE | 6412 | 0 | 0 | 0 | 0 | 0 | 0 | 6412 | 0 | 0 | 0 | 0 | 0
56512 | GLRA Landfill | Energy Power Partners | PA | 100% | FALSE | 16779 | 0 | 0 | 0 | 0 | 0 | 0 | 16779 | 0 | 0 | 0 | 0 | 0
56513 | Whitemarsh Central Utility Plant | Energy Power Partners | PA | 100% | FALSE | 202 | 202 | 0 | 202 | 0 | 0 | 0 | 0 | 0 | 399.3516 | 0 | 0 | 0
56517 | West Diesel Generation Unit | City of Pocahontas - (IA) | IA | 100% | FALSE | 0 | 0 | 0 | 0 | 0 | 0 | 0 | 0 | 0 | 0 | 0 | 0 | 0
56518 | South Energy Center | Gainesville Regional Utilities | FL | 100% | FALSE | 29546 | 29546 | 0 | 29546 | 0 | 0 | 0 | 0 | 0 | 10739.8282 | 0 | 0 | 0
56519 | Salem Electric Department | City of Salem - (VA) | VA | 100% | FALSE | 66 | 66 | 0 | 0 | 66 | 0 | 0 | 0 | 0 | 55.2728 | 0 | 0 | 0
56520 | Deertrack Park Gas Recovery | Waste Management | WI | 100% | FALSE | 37993 | 0 | 0 | 0 | 0 | 0 | 0 | 37993 | 0 | 0 | 0 | 0 | 0
56521 | Lake Mills Gas Recovery | Waste Management | IA | 100% | FALSE | 23205 | 0 | 0 | 0 | 0 | 0 | 0 | 23205 | 0 | 0 | 0 | 0 | 0
56522 | Springhill Gas Recovery Plant | Waste Management | FL | 100% | FALSE | 28879 | 0 | 0 | 0 | 0 | 0 | 0 | 28879 | 0 | 0 | 0 | 0 | 0
56523 | Two Pine Landfill Gas Recovery | Waste Management | AR | 100% | FALSE | 33520 | 0 | 0 | 0 | 0 | 0 | 0 | 33520 | 0 | 0 | 0 | 0 | 0
56524 | Austin Gas Recovery | Waste Management | TX | 100% | FALSE | 41422 | 0 | 0 | 0 | 0 | 0 | 0 | 41422 | 0 | 0 | 0 | 0 | 0
56525 | Timberline Trail Gas Recovery | Waste Management | WI | 100% | FALSE | 21263 | 0 | 0 | 0 | 0 | 0 | 0 | 21263 | 0 | 0 | 0 | 0 | 0
56526 | Chaffee Gas Recovery | Waste Management | NY | 100% | FALSE | 50725 | 0 | 0 | 0 | 0 | 0 | 0 | 50725 | 0 | 0 | 0 | 0 | 0
56527 | Fitchburg Gas Recovery | Waste Management | MA | 100% | FALSE | 36510 | 0 | 0 | 0 | 0 | 0 | 0 | 36510 | 0 | 0 | 0 | 0 | 0
56528 | Skyline Gas Recovery | Waste Management | TX | 100% | FALSE | 47309 | 0 | 0 | 0 | 0 | 0 | 0 | 47309 | 0 | 0 | 0 | 0 | 0
56529 | Five Oaks Gas Recovery | Waste Management | IL | 100% | FALSE | 26113 | 0 | 0 | 0 | 0 | 0 | 0 | 26113 | 0 | 0 | 0 | 0 | 0
56530 | DADS Gas Recovery | Waste Management | CO | 100% | FALSE | 23280 | 0 | 0 | 0 | 0 | 0 | 0 | 23280 | 0 | 0 | 0 | 0 | 0
56531 | Waste Management Bethel LFGTE | Waste Management | VA | 100% | FALSE | 38383 | 0 | 0 | 0 | 0 | 0 | 0 | 38383 | 0 | 0 | 0 | 0 | 0
56532 | Colusa Generating Station | PG&E | CA | 100% | TRUE | 2490625 | 2490625 | 0 | 2490625 | 0 | 0 | 0 | 0 | 0 | 1080531.804 | 5.454 | 47.751 | 0
56536 | Cow Branch | Exelon | MO | 51% | TRUE | 60797.1 | 0 | 0 | 0 | 0 | 0 | 0 | 0 | 60797.1 | 0 | 0 | 0 | 0
56536 | Cow Branch | ExGen Renewables Partners, LLC | MO | 49% | FALSE | 58412.9 | 0 | 0 | 0 | 0 | 0 | 0 | 0 | 58412.9 | 0 | 0 | 0 | 0
56537 | Conception | Exelon | MO | 51% | TRUE | 59045.25 | 0 | 0 | 0 | 0 | 0 | 0 | 0 | 59045.25 | 0 | 0 | 0 | 0
56537 | Conception | ExGen Renewables Partners, LLC | MO | 49% | FALSE | 56729.75 | 0 | 0 | 0 | 0 | 0 | 0 | 0 | 56729.75 | 0 | 0 | 0 | 0
56538 | Loess Hills | Exelon | MO | 100% | TRUE | 8413 | 0 | 0 | 0 | 0 | 0 | 0 | 0 | 8413 | 0 | 0 | 0 | 0
56539 | Clark-Floyd Landfill Gas Generating | Hoosier Energy | IN | 100% | FALSE | 14055 | 0 | 0 | 0 | 0 | 0 | 0 | 14055 | 0 | 0 | 0 | 0 | 0
56540 | Galena 2 Geothermal Power Plant | Ormat Nevada Inc | NV | 100% | FALSE | 36656 | 0 | 0 | 0 | 0 | 0 | 0 | 0 | 36656 | 0 | 0 | 0 | 0
56541 | Galena 3 Geothermal Power Plant | Ormat Nevada Inc | NV | 100% | FALSE | 136232 | 0 | 0 | 0 | 0 | 0 | 0 | 0 | 136232 | 0 | 0 | 0 | 0
56542 | Kasidaya Creek Hydro | Alaska Power and Telephone Co | AK | 100% | FALSE | 9870 | 0 | 0 | 0 | 0 | 0 | 9870 | 0 | 0 | 0 | 0 | 0 | 0
56545 | Seneca City of | City of Seneca - (SC) | SC | 100% | FALSE | 1924 | 1924 | 0 | 0 | 1924 | 0 | 0 | 0 | 0 | 1498.2347 | 0 | 0 | 0
56546 | Cornelius Delivery No 1 | NC Public Power | NC | 100% | TRUE | 0 | 0 | 0 | 0 | 0 | 0 | 0 | 0 | 0 | 4.4023 | 0 | 0 | 0
56547 | Bostic Delivery No 2 | NC Public Power | NC | 100% | TRUE | 0 | 0 | 0 | 0 | 0 | 0 | 0 | 0 | 0 | 0.48914 | 0 | 0 | 0
56548 | Drexel Operations Center | NC Public Power | NC | 100% | TRUE | 30 | 30 | 0 | 0 | 30 | 0 | 0 | 0 | 0 | 60.4903 | 0 | 0 | 0
56549 | Granite Falls Walmart | NC Public Power | NC | 100% | TRUE | 77 | 77 | 0 | 0 | 77 | 0 | 0 | 0 | 0 | 93.0181 | 0 | 0 | 0
56550 | Huntersville Delivery No 2 | NC Public Power | NC | 100% | TRUE | 0 | 0 | 0 | 0 | 0 | 0 | 0 | 0 | 0 | 3.0164 | 0 | 0 | 0
56551 | Landis Delivery No 2 | NC Public Power | NC | 100% | TRUE | 0 | 0 | 0 | 0 | 0 | 0 | 0 | 0 | 0 | 4.4023 | 0 | 0 | 0
56552 | Statesville Delivery No 3 | NC Public Power | NC | 100% | TRUE | 0 | 0 | 0 | 0 | 0 | 0 | 0 | 0 | 0 | 4.8914 | 0 | 0 | 0
56553 | Catawba River Pollution Control | City of Morganton - (NC) | NC | 100% | FALSE | 12 | 12 | 0 | 0 | 12 | 0 | 0 | 0 | 0 | 61.387 | 0 | 0 | 0
56555 | Bluegrass Ridge | Exelon | MO | 51% | TRUE | 64238.07 | 0 | 0 | 0 | 0 | 0 | 0 | 0 | 64238.07 | 0 | 0 | 0 | 0
56555 | Bluegrass Ridge | ExGen Renewables Partners, LLC | MO | 49% | FALSE | 61718.93 | 0 | 0 | 0 | 0 | 0 | 0 | 0 | 61718.93 | 0 | 0 | 0 | 0
56556 | PPS Power Plant No 1 | Paducah Power System | KY | 100% | FALSE | 36679 | 36679 | 0 | 36679 | 0 | 0 | 0 | 0 | 0 | 16426.97 | 0.083 | 26.121 | 0
56560 | EXC Wind 4 | Exelon | TX | 100% | TRUE | 246548 | 0 | 0 | 0 | 0 | 0 | 0 | 0 | 246548 | 0 | 0 | 0 | 0
56561 | EXC Wind 5 | Exelon | TX | 100% | TRUE | 20044 | 0 | 0 | 0 | 0 | 0 | 0 | 0 | 20044 | 0 | 0 | 0 | 0
56562 | EXC Wind 6 | Exelon | TX | 100% | TRUE | 20108 | 0 | 0 | 0 | 0 | 0 | 0 | 0 | 20108 | 0 | 0 | 0 | 0
56563 | Peetz Table Wind Energy | NextEra Energy | CO | 100% | TRUE | 603917 | 0 | 0 | 0 | 0 | 0 | 0 | 0 | 603917 | 0 | 0 | 0 | 0
56565 | J Lamar Stall Unit | AEP | LA | 100% | TRUE | 2885455 | 2885455 | 0 | 2885455 | 0 | 0 | 0 | 0 | 0 | 1227456.1468 | 0 | 0 | 0
56568 | Nellis Air Force Base Solar Array | Brookfield | NV | 51% | TRUE | 14388.63 | 0 | 0 | 0 | 0 | 0 | 0 | 0 | 14388.63 | 0 | 0 | 0 | 0
56568 | Nellis Air Force Base Solar Array | TerraForm Power | NV | 49% | FALSE | 13824.37 | 0 | 0 | 0 | 0 | 0 | 0 | 0 | 13824.37 | 0 | 0 | 0 | 0
56569 | Niland Gas Turbine Plant | Imperial Irrigation District | CA | 100% | FALSE | 73924 | 73924 | 0 | 73924 | 0 | 0 | 0 | 0 | 0 | 41298.732 | 0.209 | 1.895 | 0
56573 | FPL Energy Oliver Wind II LLC | NextEra Energy | ND | 100% | TRUE | 172333 | 0 | 0 | 0 | 0 | 0 | 0 | 0 | 172333 | 0 | 0 | 0 | 0
56575 | Steel Winds Wind Farm | Brookfield | NY | 51% | TRUE | 27633.84 | 0 | 0 | 0 | 0 | 0 | 0 | 0 | 27633.84 | 0 | 0 | 0 | 0
56575 | Steel Winds Wind Farm | TerraForm Power | NY | 49% | FALSE | 26550.16 | 0 | 0 | 0 | 0 | 0 | 0 | 0 | 26550.16 | 0 | 0 | 0 | 0
56577 | Shane's Wind Machine | Shane's Wind Machine LLC | MN | 100% | FALSE | 6291 | 0 | 0 | 0 | 0 | 0 | 0 | 0 | 6291 | 0 | 0 | 0 | 0
56578 | Roadrunner I LLC | RENEW Energy Inc | MN | 100% | FALSE | 1919 | 0 | 0 | 0 | 0 | 0 | 0 | 0 | 1919 | 0 | 0 | 0 | 0
56579 | Windy Dog I LLC | RENEW Energy Inc | MN | 100% | FALSE | 1878 | 0 | 0 | 0 | 0 | 0 | 0 | 0 | 1878 | 0 | 0 | 0 | 0
56580 | Blue Breezes LLC | Exelon | MN | 100% | TRUE | 3154 | 0 | 0 | 0 | 0 | 0 | 0 | 0 | 3154 | 0 | 0 | 0 | 0
56581 | Blue Breezes II LLC | Exelon | MN | 100% | TRUE | 3180 | 0 | 0 | 0 | 0 | 0 | 0 | 0 | 3180 | 0 | 0 | 0 | 0
56582 | Breezy Bucks II LLC | RENEW Energy Inc | MN | 100% | FALSE | 2191 | 0 | 0 | 0 | 0 | 0 | 0 | 0 | 2191 | 0 | 0 | 0 | 0
56583 | Salty Dog I LLC | RENEW Energy Inc | MN | 100% | FALSE | 1822 | 0 | 0 | 0 | 0 | 0 | 0 | 0 | 1822 | 0 | 0 | 0 | 0
56584 | Salty Dog II LLC | RENEW Energy Inc | MN | 100% | FALSE | 1939 | 0 | 0 | 0 | 0 | 0 | 0 | 0 | 1939 | 0 | 0 | 0 | 0
56585 | Wallys Wind Farm LLC | RENEW Energy Inc | MN | 100% | FALSE | 1851 | 0 | 0 | 0 | 0 | 0 | 0 | 0 | 1851 | 0 | 0 | 0 | 0
56586 | Sunset Breeze LLC | Midwest Power Partners LLC | MN | 100% | FALSE | 2934 | 0 | 0 | 0 | 0 | 0 | 0 | 0 | 2934 | 0 | 0 | 0 | 0
56587 | Minnesota Breeze LLC | Midwest Power Partners LLC | MN | 100% | FALSE | 2934 | 0 | 0 | 0 | 0 | 0 | 0 | 0 | 2934 | 0 | 0 | 0 | 0
56588 | G Flow Wind LLC | Midwest Power Partners LLC | MN | 100% | FALSE | 2934 | 0 | 0 | 0 | 0 | 0 | 0 | 0 | 2934 | 0 | 0 | 0 | 0
56589 | Wolf Wind Enterprises LLC | Midwest Power Partners LLC | MN | 100% | FALSE | 2934 | 0 | 0 | 0 | 0 | 0 | 0 | 0 | 2934 | 0 | 0 | 0 | 0
56590 | Green Acres Breeze LLC | Midwest Power Partners LLC | MN | 100% | FALSE | 2934 | 0 | 0 | 0 | 0 | 0 | 0 | 0 | 2934 | 0 | 0 | 0 | 0
56591 | Horseshoe Bend Wind Park | Cycle Power Partners | MT | 100% | FALSE | 11478 | 0 | 0 | 0 | 0 | 0 | 0 | 0 | 11478 | 0 | 0 | 0 | 0
56592 | Champion Wind Farm LLC | E.ON | TX | 100% | TRUE | 366144 | 0 | 0 | 0 | 0 | 0 | 0 | 0 | 366144 | 0 | 0 | 0 | 0
56593 | Roscoe Wind Farm LLC | E.ON | TX | 100% | TRUE | 554037 | 0 | 0 | 0 | 0 | 0 | 0 | 0 | 554037 | 0 | 0 | 0 | 0
56594 | Munnsville Wind Farm LLC | E.ON | NY | 100% | TRUE | 96783 | 0 | 0 | 0 | 0 | 0 | 0 | 0 | 96783 | 0 | 0 | 0 | 0
56595 | Breezy Bucks I LLC | RENEW Energy Inc | MN | 100% | FALSE | 2078 | 0 | 0 | 0 | 0 | 0 | 0 | 0 | 2078 | 0 | 0 | 0 | 0
56597 | Elm Street Substation Generators | City of Farmington - (MO) | MO | 100% | FALSE | 27 | 27 | 0 | 0 | 27 | 0 | 0 | 0 | 0 | 18.1797 | 0 | 0 | 0
56598 | Walton Street Substation | City of Farmington - (MO) | MO | 100% | FALSE | 8 | 8 | 0 | 0 | 8 | 0 | 0 | 0 | 0 | 12.7992 | 0 | 0 | 0
56599 | Jefferson Street Substation | City of Farmington - (MO) | MO | 100% | FALSE | 0 | 0 | 0 | 0 | 0 | 0 | 0 | 0 | 0 | 0 | 0 | 0 | 0
56600 | Overall Road Station | City of Farmington - (MO) | MO | 100% | FALSE | 37 | 37 | 0 | 0 | 37 | 0 | 0 | 0 | 0 | 45.3269 | 0 | 0 | 0
56602 | Snyder Wind Farm | Enel | TX | 100% | TRUE | 172135 | 0 | 0 | 0 | 0 | 0 | 0 | 0 | 172135 | 0 | 0 | 0 | 0
56603 | San Jacinto County Peaking Facility | East Texas Electric Coop, Inc | TX | 100% | FALSE | 175149 | 175149 | 0 | 175149 | 0 | 0 | 0 | 0 | 0 | 130723.796 | 0.66 | 28.265 | 0
56604 | Hardin County Peaking Facility | East Texas Electric Coop, Inc | TX | 100% | FALSE | 70922 | 70922 | 0 | 70922 | 0 | 0 | 0 | 0 | 0 | 54478.925 | 0.275 | 14.5 | 0
56605 | Langdon Wind LLC | NextEra Energy | ND | 100% | TRUE | 484384 | 0 | 0 | 0 | 0 | 0 | 0 | 0 | 484384 | 0 | 0 | 0 | 0
56606 | Culbertson Generation Station | Basin Electric Power Coop | MT | 100% | TRUE | 45079 | 45079 | 0 | 45079 | 0 | 0 | 0 | 0 | 0 | 28671.953 | 0.145 | 21.435 | 0
56607 | Prairie Winds ND1 | Basin Electric Power Coop | ND | 100% | TRUE | 457139 | 0 | 0 | 0 | 0 | 0 | 0 | 0 | 457139 | 0 | 0 | 0 | 0
56608 | Prairie Winds SD1 | Basin Electric Power Coop | SD | 99.07% | TRUE | 585817.0741 | 0 | 0 | 0 | 0 | 0 | 0 | 0 | 585817.0741 | 0 | 0 | 0 | 0
56610 | Deer Creek Station | Basin Electric Power Coop | SD | 100% | TRUE | 556424 | 556424 | 0 | 556424 | 0 | 0 | 0 | 0 | 0 | 267025.224 | 1.348 | 28.741 | 0
56613 | Logan Wind Energy | NextEra Energy | CO | 100% | TRUE | 575625 | 0 | 0 | 0 | 0 | 0 | 0 | 0 | 575625 | 0 | 0 | 0 | 0
56614 | Old Trail Wind Farm | EDP | IL | 100% | TRUE | 616625 | 0 | 0 | 0 | 0 | 0 | 0 | 0 | 616625 | 0 | 0 | 0 | 0
56615 | Rancho Penasquitos | San Diego County Water Auth | CA | 100% | FALSE | 9684.18 | 0 | 0 | 0 | 0 | 0 | 9684.18 | 0 | 0 | 0 | 0 | 0 | 0
56616 | Novo BioPower Plant | Novo Biopower LLC | AZ | 100% | FALSE | 132676.003 | 154.683 | 0 | 154.683 | 0 | 0 | 0 | 132521.32 | 0 | 182.5808 | 0 | 0 | 0
56617 | Fenton Wind Farm | EDF | MN | 100% | TRUE | 692824 | 0 | 0 | 0 | 0 | 0 | 0 | 0 | 692824 | 0 | 0 | 0 | 0
56621 | Sleeping Bear LLC | NRG | OK | 75.9% | TRUE | 208287.057 | 0 | 0 | 0 | 0 | 0 | 0 | 0 | 208287.057 | 0 | 0 | 0 | 0
56621 | Sleeping Bear LLC | NRG Yield Op. | OK | 24.1% | FALSE | 66135.943 | 0 | 0 | 0 | 0 | 0 | 0 | 0 | 66135.943 | 0 | 0 | 0 | 0
56622 | Providence Heights Wind LLC | Avangrid | IL | 100% | TRUE | 170903 | 0 | 0 | 0 | 0 | 0 | 0 | 0 | 170903 | 0 | 0 | 0 | 0
56623 | Elkhorn Valley Wind Farm | EDP | OR | 100% | TRUE | 301858 | 0 | 0 | 0 | 0 | 0 | 0 | 0 | 301858 | 0 | 0 | 0 | 0
56624 | BC Energy LLC | Exelon | MN | 99% | TRUE | 13243.23 | 0 | 0 | 0 | 0 | 0 | 0 | 0 | 13243.23 | 0 | 0 | 0 | 0
56624 | BC Energy LLC | Other | MN | 1% | FALSE | 133.77 | 0 | 0 | 0 | 0 | 0 | 0 | 0 | 133.77 | 0 | 0 | 0 | 0
56625 | KC Energy LLC | Exelon | MN | 99% | TRUE | 13844.16 | 0 | 0 | 0 | 0 | 0 | 0 | 0 | 13844.16 | 0 | 0 | 0 | 0
56625 | KC Energy LLC | Other | MN | 1% | FALSE | 139.84 | 0 | 0 | 0 | 0 | 0 | 0 | 0 | 139.84 | 0 | 0 | 0 | 0
56626 | K&D Energy LLC | Exelon | MN | 99% | TRUE | 13156.11 | 0 | 0 | 0 | 0 | 0 | 0 | 0 | 13156.11 | 0 | 0 | 0 | 0
56626 | K&D Energy LLC | Other | MN | 1% | FALSE | 132.89 | 0 | 0 | 0 | 0 | 0 | 0 | 0 | 132.89 | 0 | 0 | 0 | 0
56627 | KSS Turbines LLC | Exelon | MN | 99% | TRUE | 13236.3 | 0 | 0 | 0 | 0 | 0 | 0 | 0 | 13236.3 | 0 | 0 | 0 | 0
56627 | KSS Turbines LLC | Other | MN | 1% | FALSE | 133.7 | 0 | 0 | 0 | 0 | 0 | 0 | 0 | 133.7 | 0 | 0 | 0 | 0
56628 | Prairie Wind Power LLC | Exelon | MN | 100% | TRUE | 13730 | 0 | 0 | 0 | 0 | 0 | 0 | 0 | 13730 | 0 | 0 | 0 | 0
56629 | Waterbury Generation | ENGIE | CT | 100% | FALSE | 33330 | 33330 | 0 | 33075.039 | 254.961 | 0 | 0 | 0 | 0 | 17899.7829 | 1.37 | 2.35 | 0
56630 | Taconite Ridge 1 Wind Energy Center | ALLETE | MN | 100% | TRUE | 56594 | 0 | 0 | 0 | 0 | 0 | 0 | 0 | 56594 | 0 | 0 | 0 | 0
56633 | Dutch Hill Wind Project | Brookfield | NY | 51% | TRUE | 40088.55 | 0 | 0 | 0 | 0 | 0 | 0 | 0 | 40088.55 | 0 | 0 | 0 | 0
56633 | Dutch Hill Wind Project | TerraForm Power | NY | 49% | FALSE | 38516.45 | 0 | 0 | 0 | 0 | 0 | 0 | 0 | 38516.45 | 0 | 0 | 0 | 0
56634 | Cohocton Wind Project | Brookfield | NY | 51% | TRUE | 95437.83 | 0 | 0 | 0 | 0 | 0 | 0 | 0 | 95437.83 | 0 | 0 | 0 | 0
56634 | Cohocton Wind Project | TerraForm Power | NY | 49% | FALSE | 91695.17 | 0 | 0 | 0 | 0 | 0 | 0 | 0 | 91695.17 | 0 | 0 | 0 | 0
56635 | Harvest | Exelon | MI | 51% | TRUE | 63437.88 | 0 | 0 | 0 | 0 | 0 | 0 | 0 | 63437.88 | 0 | 0 | 0 | 0
56635 | Harvest | ExGen Renewables Partners, LLC | MI | 49% | FALSE | 60950.12 | 0 | 0 | 0 | 0 | 0 | 0 | 0 | 60950.12 | 0 | 0 | 0 | 0
56636 | Mountain Home | Exelon | ID | 51% | TRUE | 20846.76 | 0 | 0 | 0 | 0 | 0 | 0 | 0 | 20846.76 | 0 | 0 | 0 | 0
56636 | Mountain Home | ExGen Renewables Partners, LLC | ID | 49% | FALSE | 20029.24 | 0 | 0 | 0 | 0 | 0 | 0 | 0 | 20029.24 | 0 | 0 | 0 | 0
56637 | Bennett Creek Windfarm LLC - Mountain Home | Bennett Creek Windfarm LLC | ID | 100% | FALSE | 38682 | 0 | 0 | 0 | 0 | 0 | 0 | 0 | 38682 | 0 | 0 | 0 | 0
56638 | Buffalo Gap 3 Wind Farm | AES | TX | 100% | TRUE | 473993 | 0 | 0 | 0 | 0 | 0 | 0 | 0 | 473993 | 0 | 0 | 0 | 0
56640 | Camp Grove Wind Farm | Orion Energy Group LLC | IL | 100% | FALSE | 414277 | 0 | 0 | 0 | 0 | 0 | 0 | 0 | 414277 | 0 | 0 | 0 | 0
56644 | Stanton Wind Energy LLC | Invenergy | TX | 100% | TRUE | 384474 | 0 | 0 | 0 | 0 | 0 | 0 | 0 | 384474 | 0 | 0 | 0 | 0
56645 | Osceola Windpower LLC | NextEra Energy | IA | 100% | TRUE | 291580 | 0 | 0 | 0 | 0 | 0 | 0 | 0 | 291580 | 0 | 0 | 0 | 0
56647 | Butler Ridge | NextEra Energy | WI | 100% | TRUE | 149651 | 0 | 0 | 0 | 0 | 0 | 0 | 0 | 149651 | 0 | 0 | 0 | 0
56650 | Wessington Springs | NextEra Energy | SD | 100% | TRUE | 199711 | 0 | 0 | 0 | 0 | 0 | 0 | 0 | 199711 | 0 | 0 | 0 | 0
56651 | North Allegheny Windpower Project | Duke | PA | 100% | TRUE | 150759 | 0 | 0 | 0 | 0 | 0 | 0 | 0 | 150759 | 0 | 0 | 0 | 0
56659 | Michigan Wind 2 | Exelon | MI | 51% | TRUE | 174627.57 | 0 | 0 | 0 | 0 | 0 | 0 | 0 | 174627.57 | 0 | 0 | 0 | 0
56659 | Michigan Wind 2 | ExGen Renewables Partners, LLC | MI | 49% | FALSE | 167779.43 | 0 | 0 | 0 | 0 | 0 | 0 | 0 | 167779.43 | 0 | 0 | 0 | 0
56665 | Dempsey Ridge Wind Farm | Acciona | OK | 100% | FALSE | 320025 | 0 | 0 | 0 | 0 | 0 | 0 | 0 | 320025 | 0 | 0 | 0 | 0
56666 | Goodnoe Hills | Berkshire Hathaway Energy | WA | 100% | TRUE | 191917 | 0 | 0 | 0 | 0 | 0 | 0 | 0 | 191917 | 0 | 0 | 0 | 0
56667 | Lanai Solar-Electric Plant | Lanai Sustainability Research LLC | HI | 100% | FALSE | 2051 | 0 | 0 | 0 | 0 | 0 | 0 | 0 | 2051 | 0 | 0 | 0 | 0
56669 | Tatanka Wind Power LLC | Acciona | ND | 100% | FALSE | 515150 | 0 | 0 | 0 | 0 | 0 | 0 | 0 | 515150 | 0 | 0 | 0 | 0
56670 | Velva Windfarm LLC | Acciona | ND | 100% | FALSE | 31851 | 0 | 0 | 0 | 0 | 0 | 0 | 0 | 31851 | 0 | 0 | 0 | 0
56673 | Whirlwind Energy Center | Whirlwind Energy LLC | TX | 100% | FALSE | 194941 | 0 | 0 | 0 | 0 | 0 | 0 | 0 | 194941 | 0 | 0 | 0 | 0
56674 | Winchester Power Park | Lower CO River Authority | TX | 100% | TRUE | 64081 | 64081 | 0 | 64081 | 0 | 0 | 0 | 0 | 0 | 33574.776 | 0.17 | 3.342 | 0
56677 | Charles City Wind Farm | Berkshire Hathaway Energy | IA | 100% | TRUE | 216311 | 0 | 0 | 0 | 0 | 0 | 0 | 0 | 216311 | 0 | 0 | 0 | 0
56679 | Benton County Wind Farm | Orion Energy Group LLC | IN | 100% | FALSE | 326239 | 0 | 0 | 0 | 0 | 0 | 0 | 0 | 326239 | 0 | 0 | 0 | 0
56680 | Wicomico | Industrial Power Generating Company LLC | MD | 100% | FALSE | 10428 | 935.481 | 0 | 0 | 935.481 | 0 | 0 | 9492.519 | 0 | 855.9128 | 0 | 0 | 0
56681 | Amelia | Industrial Power Generating Company LLC | VA | 100% | FALSE | 45291 | 3205.605 | 0 | 0 | 3205.605 | 0 | 0 | 42085.395 | 0 | 2811.9822 | 0 | 0 | 0
56682 | Brunswick Landfill Gas | Industrial Power Generating Company LLC | VA | 100% | FALSE | 53482 | 3024.596 | 0 | 0 | 3024.596 | 0 | 0 | 50457.404 | 0 | 2680.7297 | 0 | 0 | 0
56683 | Charles City | Industrial Power Generating Company LLC | VA | 100% | FALSE | 57298 | 3792.439 | 0 | 0 | 3792.439 | 0 | 0 | 53505.561 | 0 | 3244.7892 | 0 | 0 | 0
56684 | Chesterfield Landfill Gas | Industrial Power Generating Company LLC | VA | 100% | FALSE | 69657 | 4395.67 | 0 | 0 | 4395.67 | 0 | 0 | 65261.33 | 0 | 4264.9714 | 0 | 0 | 0
56686 | King & Queen | Industrial Power Generating Company LLC | VA | 100% | FALSE | 64400 | 4716.01 | 0 | 0 | 4716.01 | 0 | 0 | 59683.99 | 0 | 3846.757 | 0 | 0 | 0
56687 | Mountain View | Industrial Power Generating Company LLC | PA | 100% | FALSE | 23758 | 1509.3 | 0 | 0 | 1509.3 | 0 | 0 | 22248.7 | 0 | 1413.8581 | 0 | 0 | 0
56688 | New Bern | Industrial Power Generating Company LLC | NC | 100% | FALSE | 27116 | 1298.45 | 0 | 0 | 1298.45 | 0 | 0 | 25817.55 | 0 | 1274.8609 | 0 | 0 | 0
56690 | Pine Grove | Industrial Power Generating Company LLC | PA | 100% | FALSE | 808 | 174.012 | 0 | 0 | 174.012 | 0 | 0 | 633.988 | 0 | 186.4437 | 0 | 0 | 0
56692 | Rockville 1 & 2 | Industrial Power Generating Company LLC | VA | 100% | FALSE | 82 | 82 | 0 | 0 | 82 | 0 | 0 | 0 | 0 | 52.2564 | 0 | 0 | 0
56693 | Virginia Beach | Industrial Power Generating Company LLC | VA | 100% | FALSE | 489 | 232.562 | 0 | 0 | 232.562 | 0 | 0 | 256.438 | 0 | 228.7543 | 0 | 0 | 0
56699 | Forward Windpower LLC | NRG | PA | 75.9% | TRUE | 46863.696 | 0 | 0 | 0 | 0 | 0 | 0 | 0 | 46863.696 | 0 | 0 | 0 | 0
56699 | Forward Windpower LLC | NRG Yield Op. | PA | 24.1% | FALSE | 14880.304 | 0 | 0 | 0 | 0 | 0 | 0 | 0 | 14880.304 | 0 | 0 | 0 | 0
56700 | Lookout Windpower LLC | NRG | PA | 75.9% | TRUE | 83134.029 | 0 | 0 | 0 | 0 | 0 | 0 | 0 | 83134.029 | 0 | 0 | 0 | 0
56700 | Lookout Windpower LLC | NRG Yield Op. | PA | 24.1% | FALSE | 26396.971 | 0 | 0 | 0 | 0 | 0 | 0 | 0 | 26396.971 | 0 | 0 | 0 | 0
56701 | Haworth Water Treatment Plant | Energy Power Partners | NJ | 100% | FALSE | 12840 | 12840 | 0 | 12840 | 0 | 0 | 0 | 0 | 0 | 8393.455 | 0 | 0 | 0
56702 | Tuolumne Wind Project | Turlock Irrigation District | WA | 100% | FALSE | 339731 | 0 | 0 | 0 | 0 | 0 | 0 | 0 | 339731 | 0 | 0 | 0 | 0
56703 | Lyons Falls Hydroelectric | Northbrook Lyons Falls LLC | NY | 100% | FALSE | 30474 | 0 | 0 | 0 | 0 | 0 | 30474 | 0 | 0 | 0 | 0 | 0 | 0
56704 | Gouldtown | Northbrook Lyons Falls LLC | NY | 100% | FALSE | 12643 | 0 | 0 | 0 | 0 | 0 | 12643 | 0 | 0 | 0 | 0 | 0 | 0
56705 | Kosterville | Northbrook Lyons Falls LLC | NY | 100% | FALSE | 3203 | 0 | 0 | 0 | 0 | 0 | 3203 | 0 | 0 | 0 | 0 | 0 | 0
56706 | Ampersand Chowchilla Biomass LLC | Ampersand Energy Partners | CA | 100% | FALSE | 70139 | 117.453 | 0 | 117.453 | 0 | 0 | 0 | 70021.547 | 0 | 131.0911 | 0 | 0 | 0
56707 | El Nido Facility | Merced Power LLC | CA | 100% | FALSE | 75294 | 0 | 0 | 0 | 0 | 0 | 0 | 75294 | 0 | 105.1417 | 0 | 0 | 0
56708 | CFB Power Plant | Formosa Plastics Corp | TX | 100% | FALSE | 500484 | 500484 | 0 | 500484 | 0 | 0 | 0 | 0 | 0 | 380062.718 | 0 | 0 | 0
56709 | Christoffer Wind Energy I LLC | Exelon | MN | 99% | TRUE | 6682.5 | 0 | 0 | 0 | 0 | 0 | 0 | 0 | 6682.5 | 0 | 0 | 0 | 0
56709 | Christoffer Wind Energy I LLC | Other | MN | 1% | FALSE | 67.5 | 0 | 0 | 0 | 0 | 0 | 0 | 0 | 67.5 | 0 | 0 | 0 | 0
56710 | Christoffer Wind Energy II LLC | Exelon | MN | 99% | TRUE | 6318.18 | 0 | 0 | 0 | 0 | 0 | 0 | 0 | 6318.18 | 0 | 0 | 0 | 0
56710 | Christoffer Wind Energy II LLC | Other | MN | 1% | FALSE | 63.82 | 0 | 0 | 0 | 0 | 0 | 0 | 0 | 63.82 | 0 | 0 | 0 | 0
56711 | Christoffer Wind Energy III LLC | Exelon | MN | 99% | TRUE | 6722.1 | 0 | 0 | 0 | 0 | 0 | 0 | 0 | 6722.1 | 0 | 0 | 0 | 0
56711 | Christoffer Wind Energy III LLC | Other | MN | 1% | FALSE | 67.9 | 0 | 0 | 0 | 0 | 0 | 0 | 0 | 67.9 | 0 | 0 | 0 | 0
56712 | Christoffer Wind Energy IV LLC | Exelon | MN | 99% | TRUE | 6692.4 | 0 | 0 | 0 | 0 | 0 | 0 | 0 | 6692.4 | 0 | 0 | 0 | 0
56712 | Christoffer Wind Energy IV LLC | Other | MN | 1% | FALSE | 67.6 | 0 | 0 | 0 | 0 | 0 | 0 | 0 | 67.6 | 0 | 0 | 0 | 0
56751 | Spanish Fork Wind Park 2 LLC | NRG | UT | 75.9% | TRUE | 35263.14 | 0 | 0 | 0 | 0 | 0 | 0 | 0 | 35263.14 | 0 | 0 | 0 | 0
56751 | Spanish Fork Wind Park 2 LLC | NRG Yield Op. | UT | 24.1% | FALSE | 11196.86 | 0 | 0 | 0 | 0 | 0 | 0 | 0 | 11196.86 | 0 | 0 | 0 | 0
56763 | Capricorn Ridge Wind LLC | NextEra Energy | TX | 100% | TRUE | 1821192 | 0 | 0 | 0 | 0 | 0 | 0 | 0 | 1821192 | 0 | 0 | 0 | 0
56764 | Winnebago Wind Power Project | Avangrid | IA | 100% | TRUE | 61920 | 0 | 0 | 0 | 0 | 0 | 0 | 0 | 61920 | 0 | 0 | 0 | 0
56765 | Barton Windpower LLC | Avangrid | IA | 100% | TRUE | 421045 | 0 | 0 | 0 | 0 | 0 | 0 | 0 | 421045 | 0 | 0 | 0 | 0
56767 | Farmers City Wind LLC | Avangrid | MO | 100% | TRUE | 317435 | 0 | 0 | 0 | 0 | 0 | 0 | 0 | 317435 | 0 | 0 | 0 | 0
56768 | CalRenew-1 | Brookfield | CA | 51% | TRUE | 5010.75 | 0 | 0 | 0 | 0 | 0 | 0 | 0 | 5010.75 | 0 | 0 | 0 | 0
56768 | CalRenew-1 | TerraForm Power | CA | 49% | FALSE | 4814.25 | 0 | 0 | 0 | 0 | 0 | 0 | 0 | 4814.25 | 0 | 0 | 0 | 0
56770 | Locust Ridge II LLC | Avangrid | PA | 100% | TRUE | 211878 | 0 | 0 | 0 | 0 | 0 | 0 | 0 | 211878 | 0 | 0 | 0 | 0
56773 | McAdoo Wind Energy LLC | Invenergy | TX | 100% | TRUE | 571781 | 0 | 0 | 0 | 0 | 0 | 0 | 0 | 571781 | 0 | 0 | 0 | 0
56774 | Turkey Track Wind Energy LLC | Invenergy | TX | 100% | TRUE | 503306 | 0 | 0 | 0 | 0 | 0 | 0 | 0 | 503306 | 0 | 0 | 0 | 0
56775 | Scurry County Wind II | Invenergy | TX | 100% | TRUE | 387717 | 0 | 0 | 0 | 0 | 0 | 0 | 0 | 387717 | 0 | 0 | 0 | 0
56776 | Gunsight Mountain Wind Energy LLC | Invenergy | TX | 100% | TRUE | 501300 | 0 | 0 | 0 | 0 | 0 | 0 | 0 | 501300 | 0 | 0 | 0 | 0
56781 | Evergreen BioPower LLC | Evergreen BioPower LLC | OR | 100% | FALSE | 36458.752 | 0 | 0 | 0 | 0 | 0 | 0 | 36458.752 | 0 | 0 | 0 | 0 | 0
56782 | Diamond Willow Wind Facility | MDU Resources | MT | 100% | FALSE | 93502 | 0 | 0 | 0 | 0 | 0 | 0 | 0 | 93502 | 0 | 0 | 0 | 0
56783 | Elbow Creek Wind Project LLC | NRG | TX | 81.9% | TRUE | 266898.177 | 0 | 0 | 0 | 0 | 0 | 0 | 0 | 266898.177 | 0 | 0 | 0 | 0
56783 | Elbow Creek Wind Project LLC | NRG Yield Op. | TX | 18.1% | FALSE | 58984.823 | 0 | 0 | 0 | 0 | 0 | 0 | 0 | 58984.823 | 0 | 0 | 0 | 0
56784 | Cloud County Wind Farm | EDP | KS | 100% | TRUE | 610894 | 0 | 0 | 0 | 0 | 0 | 0 | 0 | 610894 | 0 | 0 | 0 | 0
56785 | Virginia Tech Power Plant | Virginia Polytechnic Inst and State Unv | VA | 100% | FALSE | 20948 | 20948 | 10860.072 | 10076.833 | 11.095 | 0 | 0 | 0 | 0 | 9062.9404 | 0 | 0 | 0
56786 | Spiritwood Station | Great River Energy | ND | 100% | TRUE | 212494.005 | 211730.998 | 167223.21 | 44507.788 | 0 | 0 | 0 | 763.007 | 0 | 163451.3695 | 20.502 | 284.422 | 7.21
56787 | Geismar Cogen | Air Liquide | LA | 100% | FALSE | 474534.62 | 474534.62 | 0 | 474534.62 | 0 | 0 | 0 | 0 | 0 | 123794.0806 | 0 | 0 | 0
56789 | Pebble Springs Wind LLC | Avangrid | OR | 100% | TRUE | 180862 | 0 | 0 | 0 | 0 | 0 | 0 | 0 | 180862 | 0 | 0 | 0 | 0
56790 | Hay Canyon Wind Power LLC | Avangrid | OR | 100% | TRUE | 183978 | 0 | 0 | 0 | 0 | 0 | 0 | 0 | 183978 | 0 | 0 | 0 | 0
56791 | Dillon Wind LLC | Avangrid | CA | 100% | TRUE | 125120 | 0 | 0 | 0 | 0 | 0 | 0 | 0 | 125120 | 0 | 0 | 0 | 0
56792 | Buffalo Ridge I LLC | Avangrid | SD | 100% | TRUE | 147796 | 0 | 0 | 0 | 0 | 0 | 0 | 0 | 147796 | 0 | 0 | 0 | 0
56793 | Elm Creek Wind LLC | Avangrid | MN | 100% | TRUE | 305877 | 0 | 0 | 0 | 0 | 0 | 0 | 0 | 305877 | 0 | 0 | 0 | 0
56794 | Moraine II Wind LLC | Avangrid | MN | 100% | TRUE | 170658 | 0 | 0 | 0 | 0 | 0 | 0 | 0 | 170658 | 0 | 0 | 0 | 0
56795 | Penascal Wind Power LLC | Avangrid | TX | 100% | TRUE | 588153 | 0 | 0 | 0 | 0 | 0 | 0 | 0 | 588153 | 0 | 0 | 0 | 0
56796 | South Chestnut LLC | Avangrid | PA | 100% | TRUE | 115339 | 0 | 0 | 0 | 0 | 0 | 0 | 0 | 115339 | 0 | 0 | 0 | 0
56797 | Pioneer Prairie Wind Farm | EDP | IA | 100% | TRUE | 954178 | 0 | 0 | 0 | 0 | 0 | 0 | 0 | 954178 | 0 | 0 | 0 | 0
56798 | Kleen Energy Systems Project | Ares | CT | 100% | TRUE | 3984842.068 | 3984842.068 | 0 | 3940763.2 | 44078.868 | 0 | 0 | 0 | 0 | 1663003.3355 | 8.522 | 99.332 | 0
56799 | Greenland Energy Center | JEA | FL | 100% | TRUE | 247999 | 247999 | 0 | 247999 | 0 | 0 | 0 | 0 | 0 | 160498.684 | 0.811 | 38.085 | 0
56800 | Hull Wind II | Hull Municipal Light Plant | MA | 100% | FALSE | 4003 | 0 | 0 | 0 | 0 | 0 | 0 | 0 | 4003 | 0 | 0 | 0 | 0
56803 | Panoche Energy Center | Ares | CA | 100% | TRUE | 530573 | 530573 | 0 | 530573 | 0 | 0 | 0 | 0 | 0 | 301382.282 | 1.521 | 29.08 | 0
56804 | Red Hills Wind Project LLC | Acciona | OK | 100% | FALSE | 403073 | 0 | 0 | 0 | 0 | 0 | 0 | 0 | 403073 | 0 | 0 | 0 | 0
56805 | EcoGrove Wind LLC | Acciona | IL | 100% | FALSE | 263950 | 0 | 0 | 0 | 0 | 0 | 0 | 0 | 263950 | 0 | 0 | 0 | 0
56807 | Bear Garden | Dominion | VA | 100% | TRUE | 3218560.014 | 3218560.014 | 0 | 3210998.8 | 7561.214 | 0 | 0 | 0 | 0 | 1227694.9316 | 6.884 | 83.125 | 0
56808 | Virginia City Hybrid Energy Center | Dominion | VA | 100% | TRUE | 3332745.97 | 3113683.6 | 3106084.8 | 0 | 7598.8 | 0 | 0 | 219062.37 | 0 | 3215221.5958 | 119.266 | 1035.071 | 0.02
56809 | Carroll Wind Farm | Berkshire Hathaway Energy | IA | 100% | TRUE | 491020 | 0 | 0 | 0 | 0 | 0 | 0 | 0 | 491020 | 0 | 0 | 0 | 0
56810 | Adair Wind Farm | Berkshire Hathaway Energy | IA | 100% | TRUE | 471946 | 0 | 0 | 0 | 0 | 0 | 0 | 0 | 471946 | 0 | 0 | 0 | 0
56811 | Walnut Wind Farm | Berkshire Hathaway Energy | IA | 100% | TRUE | 469286 | 0 | 0 | 0 | 0 | 0 | 0 | 0 | 469286 | 0 | 0 | 0 | 0
56812 | Solana Generating Station | Atlantica Yield | AZ | 100% | FALSE | 723966 | 0 | 0 | 0 | 0 | 0 | 0 | 0 | 723966 | 0 | 0 | 0 | 0
56813 | CSU Fresno Solar Project | MMA Fresno Power LP | CA | 100% | FALSE | 1452 | 0 | 0 | 0 | 0 | 0 | 0 | 0 | 1452 | 0 | 0 | 0 | 0
56814 | ELACC Photovoltaic Power Facility | MMA LA Power LP | CA | 100% | FALSE | 0 | 0 | 0 | 0 | 0 | 0 | 0 | 0 | 0 | 0 | 0 | 0 | 0
56815 | Denver Int Airport | MMA DAS Power | CO | 100% | FALSE | 2812 | 0 | 0 | 0 | 0 | 0 | 0 | 0 | 2812 | 0 | 0 | 0 | 0
56818 | Central Plains Wind Farm | Westar | KS | 100% | TRUE | 274815 | 0 | 0 | 0 | 0 | 0 | 0 | 0 | 274815 | 0 | 0 | 0 | 0
56819 | Flat Ridge Wind Farm | Westar | KS | 100% | TRUE | 149633 | 0 | 0 | 0 | 0 | 0 | 0 | 0 | 149633 | 0 | 0 | 0 | 0
56823 | Hackberry Wind Farm | Hackberry Wind LLC | TX | 100% | FALSE | 436644 | 0 | 0 | 0 | 0 | 0 | 0 | 0 | 436644 | 0 | 0 | 0 | 0
56824 | Marshall Wind 2 LLC | Exelon | MN | 99% | TRUE | 11864.16 | 0 | 0 | 0 | 0 | 0 | 0 | 0 | 11864.16 | 0 | 0 | 0 | 0
56824 | Marshall Wind 2 LLC | Other | MN | 1% | FALSE | 119.84 | 0 | 0 | 0 | 0 | 0 | 0 | 0 | 119.84 | 0 | 0 | 0 | 0
56825 | Marshall Wind 3 LLC | Exelon | MN | 99% | TRUE | 12405.69 | 0 | 0 | 0 | 0 | 0 | 0 | 0 | 12405.69 | 0 | 0 | 0 | 0
56825 | Marshall Wind 3 LLC | Other | MN | 1% | FALSE | 125.31 | 0 | 0 | 0 | 0 | 0 | 0 | 0 | 125.31 | 0 | 0 | 0 | 0
56826 | Marshall Wind 4 LLC | Exelon | MN | 99% | TRUE | 11749.32 | 0 | 0 | 0 | 0 | 0 | 0 | 0 | 11749.32 | 0 | 0 | 0 | 0
56826 | Marshall Wind 4 LLC | Other | MN | 1% | FALSE | 118.68 | 0 | 0 | 0 | 0 | 0 | 0 | 0 | 118.68 | 0 | 0 | 0 | 0
56827 | Marshall Wind 5 LLC | Exelon | MN | 99% | TRUE | 6235.02 | 0 | 0 | 0 | 0 | 0 | 0 | 0 | 6235.02 | 0 | 0 | 0 | 0
56827 | Marshall Wind 5 LLC | Other | MN | 1% | FALSE | 62.98 | 0 | 0 | 0 | 0 | 0 | 0 | 0 | 62.98 | 0 | 0 | 0 | 0
56828 | Marshall Wind 6 LLC | Exelon | MN | 99% | TRUE | 6142.95 | 0 | 0 | 0 | 0 | 0 | 0 | 0 | 6142.95 | 0 | 0 | 0 | 0
56828 | Marshall Wind 6 LLC | Other | MN | 1% | FALSE | 62.05 | 0 | 0 | 0 | 0 | 0 | 0 | 0 | 62.05 | 0 | 0 | 0 | 0
56829 | Kibby Wind Facility | LS Power | ME | 100% | TRUE | 314860 | 0 | 0 | 0 | 0 | 0 | 0 | 0 | 314860 | 0 | 0 | 0 | 0
56831 | Crane Creek Wind Energy Center | WEC Energy Group | IA | 100% | TRUE | 286985 | 0 | 0 | 0 | 0 | 0 | 0 | 0 | 286985 | 0 | 0 | 0 | 0
56832 | North Brawley Geothermal Plant | Ormat Nevada Inc | CA | 100% | FALSE | 54116 | 0 | 0 | 0 | 0 | 0 | 0 | 0 | 54116 | 0 | 0 | 0 | 0
56833 | OREG 1 Inc | Ormat Nevada Inc | MT | 100% | FALSE | 166049 | 0 | 0 | 0 | 0 | 0 | 0 | 166049 | 0 | 0 | 0 | 0 | 0
56834 | High Plains | Exelon | TX | 99.5% | TRUE | 28571.425 | 0 | 0 | 0 | 0 | 0 | 0 | 0 | 28571.425 | 0 | 0 | 0 | 0
56834 | High Plains | Other | TX | 0.5% | FALSE | 143.575 | 0 | 0 | 0 | 0 | 0 | 0 | 0 | 143.575 | 0 | 0 | 0 | 0
56835 | EXC Wind 11 | Exelon | TX | 100% | TRUE | 27905 | 0 | 0 | 0 | 0 | 0 | 0 | 0 | 27905 | 0 | 0 | 0 | 0
56836 | EXC Wind 10 | Exelon | TX | 100% | TRUE | 27557 | 0 | 0 | 0 | 0 | 0 | 0 | 0 | 27557 | 0 | 0 | 0 | 0
56837 | EXC Wind 9 | Exelon | TX | 100% | TRUE | 28627 | 0 | 0 | 0 | 0 | 0 | 0 | 0 | 28627 | 0 | 0 | 0 | 0
56838 | EXC Wind 8 | Exelon | TX | 100% | TRUE | 29265 | 0 | 0 | 0 | 0 | 0 | 0 | 0 | 29265 | 0 | 0 | 0 | 0
56839 | EXC Wind 7 | Exelon | TX | 100% | TRUE | 29044 | 0 | 0 | 0 | 0 | 0 | 0 | 0 | 29044 | 0 | 0 | 0 | 0
56840 | Marshall Wind 1 LLC | Exelon | MN | 99% | TRUE | 5833.08 | 0 | 0 | 0 | 0 | 0 | 0 | 0 | 5833.08 | 0 | 0 | 0 | 0
56840 | Marshall Wind 1 LLC | Other | MN | 1% | FALSE | 58.92 | 0 | 0 | 0 | 0 | 0 | 0 | 0 | 58.92 | 0 | 0 | 0 | 0
56841 | Glenrock | Berkshire Hathaway Energy | WY | 100% | TRUE | 367724 | 0 | 0 | 0 | 0 | 0 | 0 | 0 | 367724 | 0 | 0 | 0 | 0
56842 | Rolling Hills | Berkshire Hathaway Energy | WY | 100% | TRUE | 237002 | 0 | 0 | 0 | 0 | 0 | 0 | 0 | 237002 | 0 | 0 | 0 | 0
56843 | Seven Mile Hill | Berkshire Hathaway Energy | WY | 100% | TRUE | 400657 | 0 | 0 | 0 | 0 | 0 | 0 | 0 | 400657 | 0 | 0 | 0 | 0
56846 | CPV St Charles Energy Center | CPV Maryland LLC | MD | 100% | FALSE | 3822224 | 3822224 | 0 | 3822224 | 0 | 0 | 0 | 0 | 0 | 1569402.691 | 7.923 | 75.824 | 0
56847 | Plainfield Renewable Energy LLC | Leidos Holdings Inc | CT | 100% | FALSE | 208989.003 | 0 | 0 | 0 | 0 | 0 | 0 | 208989.003 | 0 | 0 | 0 | 0 | 0
56848 | Haverhill North Cogeneration Facility | SunCoke Energy, Inc. | OH | 100% | FALSE | 300711.999 | 23143.549 | 0 | 23143.549 | 0 | 0 | 0 | 277568.45 | 0 | 99502.2259 | 0 | 0 | 0
56850 | Lanchester Generating Station | Energy Developments, Inc II | PA | 100% | FALSE | 18593 | 0 | 0 | 0 | 0 | 0 | 0 | 18593 | 0 | 0 | 0 | 0 | 0
56851 | South Kent Generating Station | Energy Developments, Inc II | MI | 100% | FALSE | 23518 | 0 | 0 | 0 | 0 | 0 | 0 | 23518 | 0 | 0 | 0 | 0 | 0
56852 | White Feather Generating Station | Energy Developments, Inc II | MI | 100% | FALSE | 18203 | 0 | 0 | 0 | 0 | 0 | 0 | 18203 | 0 | 0 | 0 | 0 | 0
56853 | Trans-Jordan Generating Station | Energy Developments, Inc II | UT | 100% | FALSE | 35826 | 0 | 0 | 0 | 0 | 0 | 0 | 35826 | 0 | 0 | 0 | 0 | 0
56854 | Wheat Field Wind Power Project | EDP | OR | 100% | TRUE | 179354 | 0 | 0 | 0 | 0 | 0 | 0 | 0 | 179354 | 0 | 0 | 0 | 0
56855 | Arlington Wind Power Project | EDP | OR | 100% | TRUE | 183153 | 0 | 0 | 0 | 0 | 0 | 0 | 0 | 183153 | 0 | 0 | 0 | 0
56856 | Rail Splitter Wind Farm | EDP | IL | 100% | TRUE | 300188 | 0 | 0 | 0 | 0 | 0 | 0 | 0 | 300188 | 0 | 0 | 0 | 0
56857 | Marble River Wind Farm | EDP | NY | 100% | TRUE | 540321 | 0 | 0 | 0 | 0 | 0 | 0 | 0 | 540321 | 0 | 0 | 0 | 0
56858 | Sagebrush Power Partners | EDP | WA | 100% | TRUE | 208977 | 0 | 0 | 0 | 0 | 0 | 0 | 0 | 208977 | 0 | 0 | 0 | 0
56862 | Bolthouse S&P and Rowen Farms Solar | MMA WBF Power LP | CA | 100% | FALSE | 3270 | 0 | 0 | 0 | 0 | 0 | 0 | 0 | 3270 | 0 | 0 | 0 | 0
56863 | Model Gas Power Station | Solid Waste Authority of Central Ohio | OH | 100% | FALSE | 0 | 0 | 0 | 0 | 0 | 0 | 0 | 0 | 0 | 0 | 0 | 0 | 0
56864 | Covel Gardens Gas Recovery | Energy Developments Inc | TX | 100% | FALSE | 58593 | 0 | 0 | 0 | 0 | 0 | 0 | 58593 | 0 | 0 | 0 | 0 | 0
56865 | Ottawa County Project | Energy Developments Inc | OH | 100% | FALSE | 8523 | 0 | 0 | 0 | 0 | 0 | 0 | 8523 | 0 | 0 | 0 | 0 | 0
56868 | Carbon Limestone | Energy Developments Inc | OH | 100% | FALSE | 138248 | 0 | 0 | 0 | 0 | 0 | 0 | 138248 | 0 | 0 | 0 | 0 | 0
56869 | Loraine County Project | Energy Developments Inc | OH | 100% | FALSE | 156145 | 0 | 0 | 0 | 0 | 0 | 0 | 156145 | 0 | 0 | 0 | 0 | 0
56870 | Taylor | Energy Developments Inc | GA | 100% | FALSE | 39364 | 0 | 0 | 0 | 0 | 0 | 0 | 39364 | 0 | 0 | 0 | 0 | 0
56871 | Zion Landfill Gas to Energy Facility | Energy Developments Inc | IL | 100% | FALSE | 38669 | 0 | 0 | 0 | 0 | 0 | 0 | 38669 | 0 | 0 | 0 | 0 | 0
56872 | Meldahl Hydroelectric Project | American Municipal Power | KY | 100% | FALSE | 494711 | 0 | 0 | 0 | 0 | 0 | 494711 | 0 | 0 | 0 | 0 | 0 | 0
56873 | SECCRA Community Landfill | Southeastern Chester County Refuse Auth | PA | 100% | FALSE | 5995 | 0 | 0 | 0 | 0 | 0 | 0 | 5995 | 0 | 0 | 0 | 0 | 0
56874 | Shiloh Wind Project 2 LLC | EDF | CA | 100% | TRUE | 377603 | 0 | 0 | 0 | 0 | 0 | 0 | 0 | 377603 | 0 | 0 | 0 | 0
56875 | Sacramento Soleil LLC | EDF | CA | 100% | TRUE | 1710 | 0 | 0 | 0 | 0 | 0 | 0 | 0 | 1710 | 0 | 0 | 0 | 0
56876 | Wapsipinicon Wind Project | EDF | MN | 100% | TRUE | 303408 | 0 | 0 | 0 | 0 | 0 | 0 | 0 | 303408 | 0 | 0 | 0 | 0
56877 | Hall's Warehouse Solar Project | Sunlight General Solar Fund II, LLC | NJ | 100% | FALSE | 1782 | 0 | 0 | 0 | 0 | 0 | 0 | 0 | 1782 | 0 | 0 | 0 | 0
56878 | Hoosier Wind Project LLC | EDF | IN | 100% | TRUE | 246616 | 0 | 0 | 0 | 0 | 0 | 0 | 0 | 246616 | 0 | 0 | 0 | 0
56880 | OREG 2 Inc | Ormat Nevada Inc | MT | 100% | FALSE | 165785 | 0 | 0 | 0 | 0 | 0 | 0 | 165785 | 0 | 0 | 0 | 0 | 0
56883 | Pennsauken Solar | Energy Power Partners | NJ | 100% | FALSE | 2369 | 0 | 0 | 0 | 0 | 0 | 0 | 0 | 2369 | 0 | 0 | 0 | 0
56887 | Cumberland County PA LFG Recovery | Energy Power Partners | PA | 100% | FALSE | 45084 | 0 | 0 | 0 | 0 | 0 | 0 | 45084 | 0 | 0 | 0 | 0 | 0
56888 | Warren County Solar | Energy Power Partners | NJ | 100% | FALSE | 3351 | 0 | 0 | 0 | 0 | 0 | 0 | 0 | 3351 | 0 | 0 | 0 | 0
56889 | PPL Renewable Energy Merck Solar | Energy Power Partners | NJ | 100% | FALSE | 1458 | 0 | 0 | 0 | 0 | 0 | 0 | 0 | 1458 | 0 | 0 | 0 | 0
56890 | Norther Tier Landfill | Energy Power Partners | PA | 100% | FALSE | 12110 | 0 | 0 | 0 | 0 | 0 | 0 | 12110 | 0 | 0 | 0 | 0 | 0
56891 | Moretown | Energy Power Partners | VT | 100% | FALSE | 11882 | 0 | 0 | 0 | 0 | 0 | 0 | 11882 | 0 | 0 | 0 | 0 | 0
56893 | Chester Diversion Hydroelectric Project | Fall River Rural Elec Coop Inc | ID | 100% | FALSE | 7884 | 0 | 0 | 0 | 0 | 0 | 7884 | 0 | 0 | 0 | 0 | 0 | 0
56894 | Ameresco Stafford | AMERESCO | VA | 100% | FALSE | 10238 | 0 | 0 | 0 | 0 | 0 | 0 | 10238 | 0 | 0 | 0 | 0 | 0
56895 | Ameresco Ox Mountain | AMERESCO | CA | 100% | FALSE | 83957 | 0 | 0 | 0 | 0 | 0 | 0 | 83957 | 0 | 0 | 0 | 0 | 0
56896 | Ameresco Jefferson City | AMERESCO | MO | 100% | FALSE | 21614 | 0 | 0 | 0 | 0 | 0 | 0 | 21614 | 0 | 0 | 0 | 0 | 0
56897 | Ameresco Keller Canyon | AMERESCO | CA | 100% | FALSE | 28927 | 0 | 0 | 0 | 0 | 0 | 0 | 28927 | 0 | 0 | 0 | 0 | 0
56898 | Ameresco Chiquita Canyon | AMERESCO | CA | 100% | FALSE | 48038 | 0 | 0 | 0 | 0 | 0 | 0 | 48038 | 0 | 0 | 0 | 0 | 0
56899 | IRC Generator Facility | Garkane Energy Coop, Inc | AZ | 100% | FALSE | 12 | 12 | 0 | 0 | 12 | 0 | 0 | 0 | 0 | 9.1306 | 0 | 0 | 0
56900 | Atlantic City Convention Center | Exelon | NJ | 100% | TRUE | 2990 | 0 | 0 | 0 | 0 | 0 | 0 | 0 | 2990 | 0 | 0 | 0 | 0
56908 | Dave Gates Generating Station | NorthWestern Energy | MT | 100% | FALSE | 251273.001 | 251273.001 | 0 | 251203.46 | 69.541 | 0 | 0 | 0 | 0 | 186748.8964 | 0.956 | 23.564 | 0
56909 | Gap Pacific Distribution Center | MMA GDC Power LP | CA | 100% | FALSE | 1905 | 0 | 0 | 0 | 0 | 0 | 0 | 0 | 1905 | 0 | 0 | 0 | 0
56911 | Broad Mountain | UGI | PA | 100% | FALSE | 59103 | 0 | 0 | 0 | 0 | 0 | 0 | 59103 | 0 | 0 | 0 | 0 | 0
56912 | Langdon Wind II LLC | NextEra Energy | ND | 100% | TRUE | 156314 | 0 | 0 | 0 | 0 | 0 | 0 | 0 | 156314 | 0 | 0 | 0 | 0
56913 | Osceola Windpower II | NextEra Energy | IA | 100% | TRUE | 150096 | 0 | 0 | 0 | 0 | 0 | 0 | 0 | 150096 | 0 | 0 | 0 | 0
56914 | Orange Grove Peaking Facility | J-Power | CA | 100% | TRUE | 43301 | 43301 | 0 | 43301 | 0 | 0 | 0 | 0 | 0 | 28089.333 | 0.142 | 5.793 | 0
56915 | SAS Solar Farm | SAS Institute Inc | NC | 100% | FALSE | 3049 | 0 | 0 | 0 | 0 | 0 | 0 | 0 | 3049 | 0 | 0 | 0 | 0
56917 | Imperial Valley Solar, LLC | Brookfield | CA | 51% | TRUE | 273402.33 | 0 | 0 | 0 | 0 | 0 | 0 | 0 | 273402.33 | 0 | 0 | 0 | 0
56917 | Imperial Valley Solar, LLC | TerraForm Power | CA | 49% | FALSE | 262680.67 | 0 | 0 | 0 | 0 | 0 | 0 | 0 | 262680.67 | 0 | 0 | 0 | 0
56919 | FPL Energy Ashtabula Wind LLC | NextEra Energy | ND | 100% | TRUE | 513461 | 0 | 0 | 0 | 0 | 0 | 0 | 0 | 513461 | 0 | 0 | 0 | 0
56920 | EC&R Panther Creek Wind Farm I | E.ON | TX | 100% | TRUE | 478407 | 0 | 0 | 0 | 0 | 0 | 0 | 0 | 478407 | 0 | 0 | 0 | 0
56921 | EC&R Panther Creek Wind Farm II | E.ON | TX | 100% | TRUE | 374504 | 0 | 0 | 0 | 0 | 0 | 0 | 0 | 374504 | 0 | 0 | 0 | 0
56923 | FPL Energy Crystal Lake Wind LLC | NextEra Energy | IA | 100% | TRUE | 516680 | 0 | 0 | 0 | 0 | 0 | 0 | 0 | 516680 | 0 | 0 | 0 | 0
56924 | FPL Energy Story Wind LLC | NextEra Energy | IA | 100% | TRUE | 494075 | 0 | 0 | 0 | 0 | 0 | 0 | 0 | 494075 | 0 | 0 | 0 | 0
56925 | FPL Energy Crystal Lake Wind II LLC | NextEra Energy | IA | 100% | TRUE | 581552 | 0 | 0 | 0 | 0 | 0 | 0 | 0 | 581552 | 0 | 0 | 0 | 0
56928 | Fairfield University CHP Plant | Fairfield University | CT | 100% | FALSE | 17776 | 17776 | 0 | 17776 | 0 | 0 | 0 | 0 | 0 | 7036.6064 | 0 | 0 | 0
56929 | DeSoto Next Generation Solar Energy | NextEra Energy | FL | 100% | TRUE | 48200 | 0 | 0 | 0 | 0 | 0 | 0 | 0 | 48200 | 0 | 0 | 0 | 0
56930 | Space Coast Next Gen Solar Energy | NextEra Energy | FL | 100% | TRUE | 15557 | 0 | 0 | 0 | 0 | 0 | 0 | 0 | 15557 | 0 | 0 | 0 | 0
56932 | Biotech LS 0836 | Washington State University | WA | 100% | FALSE | 0 | 0 | 0 | 0 | 0 | 0 | 0 | 0 | 0 | 0 | 0 | 0 | 0
56933 | Threemile Canyon | Exelon | OR | 51% | TRUE | 9591.57 | 0 | 0 | 0 | 0 | 0 | 0 | 0 | 9591.57 | 0 | 0 | 0 | 0
56933 | Threemile Canyon | ExGen Renewables Partners, LLC | OR | 49% | FALSE | 9215.43 | 0 | 0 | 0 | 0 | 0 | 0 | 0 | 9215.43 | 0 | 0 | 0 | 0
56934 | Cassia Wind | Exelon | ID | 51% | TRUE | 11276.1 | 0 | 0 | 0 | 0 | 0 | 0 | 0 | 11276.1 | 0 | 0 | 0 | 0
56934 | Cassia Wind | ExGen Renewables Partners, LLC | ID | 49% | FALSE | 10833.9 | 0 | 0 | 0 | 0 | 0 | 0 | 0 | 10833.9 | 0 | 0 | 0 | 0
56935 | Cassia Gulch | Exelon | ID | 51% | TRUE | 19795.14 | 0 | 0 | 0 | 0 | 0 | 0 | 0 | 19795.14 | 0 | 0 | 0 | 0
56935 | Cassia Gulch | ExGen Renewables Partners, LLC | ID | 49% | FALSE | 19018.86 | 0 | 0 | 0 | 0 | 0 | 0 | 0 | 19018.86 | 0 | 0 | 0 | 0
56936 | Brookfield Power Glen Falls Hydro | Brookfield | NY | 100% | TRUE | 62085 | 0 | 0 | 0 | 0 | 0 | 62085 | 0 | 0 | 0 | 0 | 0 | 0
56937 | Fairbanks Morse Engine | Fairbanks Morse Engine | WI | 100% | FALSE | 3 | 3 | 0 | 0 | 3 | 0 | 0 | 0 | 0 | 3.587 | 0 | 0 | 0
56939 | NRG Solar Blythe LLC | NRG | CA | 75.9% | TRUE | 33402.072 | 0 | 0 | 0 | 0 | 0 | 0 | 0 | 33402.072 | 0 | 0 | 0 | 0
56939 | NRG Solar Blythe LLC | NRG Yield Op. | CA | 24.1% | FALSE | 10605.928 | 0 | 0 | 0 | 0 | 0 | 0 | 0 | 10605.928 | 0 | 0 | 0 | 0
56941 | Grand Ridge Wind Energy Center | Invenergy | IL | 100% | TRUE | 572761 | 0 | 0 | 0 | 0 | 0 | 0 | 0 | 572761 | 0 | 0 | 0 | 0
56942 | Forward Wind Energy Center | Invenergy | WI | 100% | TRUE | 313238 | 0 | 0 | 0 | 0 | 0 | 0 | 0 | 313238 | 0 | 0 | 0 | 0
56944 | CM10 | Sempra | NV | 100% | TRUE | 19321 | 0 | 0 | 0 | 0 | 0 | 0 | 0 | 19321 | 0 | 0 | 0 | 0
56945 | High Lonesome Mesa LLC | NextEra Energy | NM | 100% | TRUE | 294047 | 0 | 0 | 0 | 0 | 0 | 0 | 0 | 294047 | 0 | 0 | 0 | 0
56946 | Buffalo Bear LLC | NRG | OK | 75.9% | TRUE | 46468.257 | 0 | 0 | 0 | 0 | 0 | 0 | 0 | 46468.257 | 0 | 0 | 0 | 0
56946 | Buffalo Bear LLC | NRG Yield Op. | OK | 24.1% | FALSE | 14754.743 | 0 | 0 | 0 | 0 | 0 | 0 | 0 | 14754.743 | 0 | 0 | 0 | 0
56948 | Coolidge Generation Station | TransCanada | AZ | 100% | FALSE | 167265.42 | 167265.42 | 0 | 167265.42 | 0 | 0 | 0 | 0 | 0 | 98929.212 | 0.5 | 11.543 | 0
56951 | Enoree Phase II Landfill Gas Recovery | Enerdyne Power Systems Inc | SC | 100% | FALSE | 13986 | 0 | 0 | 0 | 0 | 0 | 0 | 13986 | 0 | 0 | 0 | 0 | 0
56952 | Willow Creek Energy Center | Invenergy | OR | 100% | TRUE | 140686 | 0 | 0 | 0 | 0 | 0 | 0 | 0 | 140686 | 0 | 0 | 0 | 0
56953 | High Sheldon Wind Farm | Invenergy | NY | 100% | TRUE | 230660 | 0 | 0 | 0 | 0 | 0 | 0 | 0 | 230660 | 0 | 0 | 0 | 0
56954 | Gastonia Prime Power Park | NC Public Power | NC | 100% | TRUE | 0 | 0 | 0 | 0 | 0 | 0 | 0 | 0 | 0 | 212.2051 | 0 | 0 | 0
56956 | Bull Creek Wind | Eurus Energy | TX | 100% | FALSE | 338761 | 0 | 0 | 0 | 0 | 0 | 0 | 0 | 338761 | 0 | 0 | 0 | 0
56957 | Pioneer Crossing Energy, LLC | Pioneer Crossing Energy LLC | PA | 100% | FALSE | 46462 | 0 | 0 | 0 | 0 | 0 | 0 | 46462 | 0 | 0 | 0 | 0 | 0
56958 | DANC LFGTE Facility | Ares | NY | 100% | TRUE | 29738 | 0 | 0 | 0 | 0 | 0 | 0 | 29738 | 0 | 0 | 0 | 0 | 0
56960 | Happy Jack Windpower Project | Duke | WY | 100% | TRUE | 83593 | 0 | 0 | 0 | 0 | 0 | 0 | 0 | 83593 | 0 | 0 | 0 | 0
56962 | Iredell County LFG Facility | DTE Energy | NC | 100% | TRUE | 23033 | 0 | 0 | 0 | 0 | 0 | 0 | 23033 | 0 | 0 | 0 | 0 | 0
56963 | West Deptford Energy Station | Perennial Power | NJ | 82% | FALSE | 3842617.58 | 3842617.58 | 0 | 3842617.58 | 0 | 0 | 0 | 0 | 0 | 1635569.2604 | 8.2648 | 83.7327 | 0
56963 | West Deptford Energy Station | LS Power | NJ | 18% | TRUE | 843501.42 | 843501.42 | 0 | 843501.42 | 0 | 0 | 0 | 0 | 0 | 359027.3986 | 1.8142 | 18.3803 | 0
56964 | Bayonne Energy Center | Hess | NJ | 100% | FALSE | 625794.002 | 625794.002 | 0 | 618182.86 | 7611.142 | 0 | 0 | 0 | 0 | 365708.2455 | 1.759 | 25.591 | 0
56966 | QVC Inc | QVC Inc | NC | 100% | FALSE | 3738 | 0 | 0 | 0 | 0 | 0 | 0 | 0 | 3738 | 0 | 0 | 0 | 0
56967 | Butter Creek Power LLC | Exelon | OR | 50.49% | TRUE | 5183.8083 | 0 | 0 | 0 | 0 | 0 | 0 | 0 | 5183.8083 | 0 | 0 | 0 | 0
56967 | Butter Creek Power LLC | ExGen Renewables Partners, LLC | OR | 48.51% | FALSE | 4980.5217 | 0 | 0 | 0 | 0 | 0 | 0 | 0 | 4980.5217 | 0 | 0 | 0 | 0
56967 | Butter Creek Power LLC | Other | OR | 1% | FALSE | 102.67 | 0 | 0 | 0 | 0 | 0 | 0 | 0 | 102.67 | 0 | 0 | 0 | 0
56968 | Big Top LLC | Exelon | OR | 50.49% | TRUE | 1538.4303 | 0 | 0 | 0 | 0 | 0 | 0 | 0 | 1538.4303 | 0 | 0 | 0 | 0
56968 | Big Top LLC | ExGen Renewables Partners, LLC | OR | 48.51% | FALSE | 1478.0997 | 0 | 0 | 0 | 0 | 0 | 0 | 0 | 1478.0997 | 0 | 0 | 0 | 0
56968 | Big Top LLC | Other | OR | 1% | FALSE | 30.47 | 0 | 0 | 0 | 0 | 0 | 0 | 0 | 30.47 | 0 | 0 | 0 | 0
56969 | Four Corners Windfarm LLC | Exelon | OR | 51% | TRUE | 12139.02 | 0 | 0 | 0 | 0 | 0 | 0 | 0 | 12139.02 | 0 | 0 | 0 | 0
56969 | Four Corners Windfarm LLC | ExGen Renewables Partners, LLC | OR | 49% | FALSE | 11662.98 | 0 | 0 | 0 | 0 | 0 | 0 | 0 | 11662.98 | 0 | 0 | 0 | 0
56970 | Four Mile Canyon Windfarm LLC | Exelon | OR | 51% | TRUE | 11075.67 | 0 | 0 | 0 | 0 | 0 | 0 | 0 | 11075.67 | 0 | 0 | 0 | 0
56970 | Four Mile Canyon Windfarm LLC | ExGen Renewables Partners, LLC | OR | 49% | FALSE | 10641.33 | 0 | 0 | 0 | 0 | 0 | 0 | 0 | 10641.33 | 0 | 0 | 0 | 0
56971 | Oregon Trail Windfarm LLC | Exelon | OR | 50.49% | TRUE | 10541.3022 | 0 | 0 | 0 | 0 | 0 | 0 | 0 | 10541.3022 | 0 | 0 | 0 | 0
56971 | Oregon Trail Windfarm LLC | ExGen Renewables Partners, LLC | OR | 48.51% | FALSE | 10127.9178 | 0 | 0 | 0 | 0 | 0 | 0 | 0 | 10127.9178 | 0 | 0 | 0 | 0
56971 | Oregon Trail Windfarm LLC | Other | OR | 1% | FALSE | 208.78 | 0 | 0 | 0 | 0 | 0 | 0 | 0 | 208.78 | 0 | 0 | 0 | 0
56972 | Pacific Canyon Windfarm LLC | Exelon | OR | 50.49% | TRUE | 8102.6352 | 0 | 0 | 0 | 0 | 0 | 0 | 0 | 8102.6352 | 0 | 0 | 0 | 0
56972 | Pacific Canyon Windfarm LLC | ExGen Renewables Partners, LLC | OR | 48.51% | FALSE | 7784.8848 | 0 | 0 | 0 | 0 | 0 | 0 | 0 | 7784.8848 | 0 | 0 | 0 | 0
56972 | Pacific Canyon Windfarm LLC | Other | OR | 1% | FALSE | 160.48 | 0 | 0 | 0 | 0 | 0 | 0 | 0 | 160.48 | 0 | 0 | 0 | 0
56973 | Sand Ranch Windfarm LLC | Exelon | OR | 50.49% | TRUE | 10100.0196 | 0 | 0 | 0 | 0 | 0 | 0 | 0 | 10100.0196 | 0 | 0 | 0 | 0
56973 | Sand Ranch Windfarm LLC | ExGen Renewables Partners, LLC | OR | 48.51% | FALSE | 9703.9404 | 0 | 0 | 0 | 0 | 0 | 0 | 0 | 9703.9404 | 0 | 0 | 0 | 0
56973 | Sand Ranch Windfarm LLC | Other | OR | 1% | FALSE | 200.04 | 0 | 0 | 0 | 0 | 0 | 0 | 0 | 200.04 | 0 | 0 | 0 | 0
56974 | Wagon Trail LLC | Exelon | OR | 50.49% | TRUE | 3093.5223 | 0 | 0 | 0 | 0 | 0 | 0 | 0 | 3093.5223 | 0 | 0 | 0 | 0
56974 | Wagon Trail LLC | ExGen Renewables Partners, LLC | OR | 48.51% | FALSE | 2972.2077 | 0 | 0 | 0 | 0 | 0 | 0 | 0 | 2972.2077 | 0 | 0 | 0 | 0
56974 | Wagon Trail LLC | Other | OR | 1% | FALSE | 61.27 | 0 | 0 | 0 | 0 | 0 | 0 | 0 | 61.27 | 0 | 0 | 0 | 0
56975 | Ward Butte Windfarm LLC | Exelon | OR | 50.49% | TRUE | 7354.8783 | 0 | 0 | 0 | 0 | 0 | 0 | 0 | 7354.8783 | 0 | 0 | 0 | 0
56975 | Ward Butte Windfarm LLC | ExGen Renewables Partners, LLC | OR | 48.51% | FALSE | 7066.4517 | 0 | 0 | 0 | 0 | 0 | 0 | 0 | 7066.4517 | 0 | 0 | 0 | 0
56975 | Ward Butte Windfarm LLC | Other | OR | 1% | FALSE | 145.67 | 0 | 0 | 0 | 0 | 0 | 0 | 0 | 145.67 | 0 | 0 | 0 | 0
56978 | Sears Hydroelectric Plant | City of Rock Island | IL | 100% | FALSE | 1 | 0 | 0 | 0 | 0 | 0 | 1 | 0 | 0 | 0 | 0 | 0 | 0
56979 | EC&R Panther Creek Wind Farm III | E.ON | TX | 100% | TRUE | 608060 | 0 | 0 | 0 | 0 | 0 | 0 | 0 | 608060 | 0 | 0 | 0 | 0
56980 | Stony Creek Wind Farm LLC | E.ON | PA | 100% | TRUE | 153220 | 0 | 0 | 0 | 0 | 0 | 0 | 0 | 153220 | 0 | 0 | 0 | 0
56981 | Pyron Wind Farm LLC | E.ON | TX | 100% | TRUE | 712817 | 0 | 0 | 0 | 0 | 0 | 0 | 0 | 712817 | 0 | 0 | 0 | 0
56982 | NGP Blue Mountain I LLC | EIG | NV | 100% | FALSE | 229622 | 0 | 0 | 0 | 0 | 0 | 0 | 0 | 229622 | 0 | 0 | 0 | 0
56983 | EC&R Papalote Creek I LLC | E.ON | TX | 100% | TRUE | 510214 | 0 | 0 | 0 | 0 | 0 | 0 | 0 | 510214 | 0 | 0 | 0 | 0
56984 | Inadale Wind Farm LLC | E.ON | TX | 100% | TRUE | 506879 | 0 | 0 | 0 | 0 | 0 | 0 | 0 | 506879 | 0 | 0 | 0 | 0
56985 | Smoky Hills Wind Project Phase II | Enel | KS | 100% | TRUE | 545289 | 0 | 0 | 0 | 0 | 0 | 0 | 0 | 545289 | 0 | 0 | 0 | 0
56989 | Stetson Wind I | Brookfield | ME | 51% | TRUE | 63323.64 | 0 | 0 | 0 | 0 | 0 | 0 | 0 | 63323.64 | 0 | 0 | 0 | 0
56989 | Stetson Wind I | TerraForm Power | ME | 49% | FALSE | 60840.36 | 0 | 0 | 0 | 0 | 0 | 0 | 0 | 60840.36 | 0 | 0 | 0 | 0
56990 | Rollins Wind Project | Brookfield | ME | 51% | TRUE | 73556.79 | 0 | 0 | 0 | 0 | 0 | 0 | 0 | 73556.79 | 0 | 0 | 0 | 0
56990 | Rollins Wind Project | TerraForm Power | ME | 49% | FALSE | 70672.21 | 0 | 0 | 0 | 0 | 0 | 0 | 0 | 70672.21 | 0 | 0 | 0 | 0
56991 | Stetson Wind II | Brookfield | ME | 51% | TRUE | 26407.8 | 0 | 0 | 0 | 0 | 0 | 0 | 0 | 26407.8 | 0 | 0 | 0 | 0
56991 | Stetson Wind II | TerraForm Power | ME | 49% | FALSE | 25372.2 | 0 | 0 | 0 | 0 | 0 | 0 | 0 | 25372.2 | 0 | 0 | 0 | 0
56994 | Grand Meadow | Xcel | MN | 100% | TRUE | 312966 | 0 | 0 | 0 | 0 | 0 | 0 | 0 | 312966 | 0 | 0 | 0 | 0
56995 | Georgetown LFGTE | Santee Cooper | SC | 100% | TRUE | 2386 | 0 | 0 | 0 | 0 | 0 | 0 | 2386 | 0 | 0 | 0 | 0 | 0
56996 | Solar Photovoltaic Project #02 | Edison International | CA | 100% | TRUE | 580 | 0 | 0 | 0 | 0 | 0 | 0 | 0 | 580 | 0 | 0 | 0 | 0
56997 | Arrowrock Hydroelectric Project | Boise-Kuna Irrigation District | ID | 100% | FALSE | 80923 | 0 | 0 | 0 | 0 | 0 | 80923 | 0 | 0 | 0 | 0 | 0 | 0
57001 | El Cajon Energy Center | Wellhead Electric | CA | 100% | FALSE | 13393 | 13393 | 0 | 13393 | 0 | 0 | 0 | 0 | 0 | 8830.309 | 0.045 | 1.204 | 0
57002 | Oakfield Wind Project | Novatus Energy | ME | 100% | FALSE | 344403 | 0 | 0 | 0 | 0 | 0 | 0 | 0 | 344403 | 0 | 0 | 0 | 0
57003 | Fulton LFGTE Facility | Ares | NY | 100% | TRUE | 12950 | 0 | 0 | 0 | 0 | 0 | 0 | 12950 | 0 | 0 | 0 | 0 | 0
57005 | Mariani Packing Vacaville Solar | SunEdison | CA | 100% | FALSE | 1689 | 0 | 0 | 0 | 0 | 0 | 0 | 0 | 1689 | 0 | 0 | 0 | 0
57008 | SunEdison Procter & Gamble Oxnard | SunEdison | CA | 100% | FALSE | 1653 | 0 | 0 | 0 | 0 | 0 | 0 | 0 | 1653 | 0 | 0 | 0 | 0
57011 | Chuckawalla Valley State Prison | SunEdison | CA | 100% | FALSE | 1764 | 0 | 0 | 0 | 0 | 0 | 0 | 0 | 1764 | 0 | 0 | 0 | 0
57014 | Waste Management Arden LFGTE | Waste Management | PA | 100% | FALSE | 37366 | 0 | 0 | 0 | 0 | 0 | 0 | 37366 | 0 | 0 | 0 | 0 | 0
57015 | Waste Management Columbia Ridge LFGTE | Waste Management | OR | 100% | FALSE | 96156 | 0 | 0 | 0 | 0 | 0 | 0 | 96156 | 0 | 0 | 0 | 0 | 0
57016 | Waste Management Crossroads LFGTE | Waste Management | ME | 100% | FALSE | 20950 | 0 | 0 | 0 | 0 | 0 | 0 | 20950 | 0 | 0 | 0 | 0 | 0
57017 | Spruce Ridge Gas Recovery | Waste Management | MN | 100% | FALSE | 26392 | 0 | 0 | 0 | 0 | 0 | 0 | 26392 | 0 | 0 | 0 | 0 | 0
57018 | Waste Management Middle Peninsula LFGTE | Waste Management | VA | 100% | FALSE | 47980 | 0 | 0 | 0 | 0 | 0 | 0 | 47980 | 0 | 0 | 0 | 0 | 0
57019 | Riverbend Landfill | Waste Management | OR | 100% | FALSE | 31894 | 0 | 0 | 0 | 0 | 0 | 0 | 31894 | 0 | 0 | 0 | 0 | 0
57020 | Westside Landfill Gas Recovery | Waste Management | TX | 100% | FALSE | 32957 | 0 | 0 | 0 | 0 | 0 | 0 | 32957 | 0 | 0 | 0 | 0 | 0
57021 | Waste Management Madison County LFGTE | Waste Management | NY | 100% | FALSE | 5479 | 0 | 0 | 0 | 0 | 0 | 0 | 5479 | 0 | 0 | 0 | 0 | 0
57022 | Waste Management King George LFGTE | Waste Management | VA | 100% | FALSE | 83996 | 0 | 0 | 0 | 0 | 0 | 0 | 83996 | 0 | 0 | 0 | 0 | 0
57023 | Waste Management Rolling Meadows LFGTE | Waste Management | KS | 100% | FALSE | 48046 | 0 | 0 | 0 | 0 | 0 | 0 | 48046 | 0 | 0 | 0 | 0 | 0
57024 | Waste Management Northern Oaks LFGTE | Waste Management | MI | 100% | FALSE | 11720 | 0 | 0 | 0 | 0 | 0 | 0 | 11720 | 0 | 0 | 0 | 0 | 0
57025 | Waste Management Eco Vista LFGTE | Waste Management | AR | 100% | FALSE | 32383 | 0 | 0 | 0 | 0 | 0 | 0 | 32383 | 0 | 0 | 0 | 0 | 0
57026 | Superior Landfill Gas Recovery | Waste Management | GA | 100% | FALSE | 42103 | 0 | 0 | 0 | 0 | 0 | 0 | 42103 | 0 | 0 | 0 | 0 | 0
57028 | Langley Gulch Power Plant | IDACORP | ID | 100% | TRUE | 1350426 | 1350426 | 0 | 1350426 | 0 | 0 | 0 | 0 | 0 | 556920.253 | 2.812 | 32.891 | 0
57029 | Cleveland Cnty Generating Facility | Southern | NC | 100% | TRUE | 859068 | 859068 | 0 | 853811.47 | 5256.53 | 0 | 0 | 0 | 0 | 530666.1509 | 2.682 | 137.463 | 0
57030 | Pacolet Diesel Generation Facility | Lockhart Power Co | SC | 100% | FALSE | 0 | 0 | 0 | 0 | 0 | 0 | 0 | 0 | 0 | 23.6417 | 0 | 0 | 0
57031 | Luverne Wind Farm | Otter Tail Power | ND | 100% | FALSE | 186304 | 0 | 0 | 0 | 0 | 0 | 0 | 0 | 186304 | 0 | 0 | 0 | 0
57032 | Ashtabula Wind Energy Center | Otter Tail Power | ND | 100% | FALSE | 161449 | 0 | 0 | 0 | 0 | 0 | 0 | 0 | 161449 | 0 | 0 | 0 | 0
57033 | Langdon Wind Energy Center | Otter Tail Power | ND | 100% | FALSE | 161593 | 0 | 0 | 0 | 0 | 0 | 0 | 0 | 161593 | 0 | 0 | 0 | 0
57034 | Willmar Municipal East Substation | Willmar Municipal Utilities | MN | 100% | FALSE | 39 | 39 | 0 | 0 | 39 | 0 | 0 | 0 | 0 | 33.8322 | 0 | 0 | 0
57035 | Willmar Municipal SW Substation | Willmar Municipal Utilities | MN | 100% | FALSE | 41 | 41 | 0 | 0 | 41 | 0 | 0 | 0 | 0 | 35.7072 | 0 | 0 | 0
57037 | Ratcliffe | Southern | MS | 100% | TRUE | 3530194 | 3530194 | 0 | 3530194 | 0 | 0 | 0 | 0 | 0 | 2173973.525 | 17.148 | 928.799 | 0
57038 | Bison I Wind Energy Center | ALLETE | ND | 100% | TRUE | 271815 | 0 | 0 | 0 | 0 | 0 | 0 | 0 | 271815 | 0 | 0 | 0 | 0
57039 | McFadden Ridge | Berkshire Hathaway Energy | WY | 100% | TRUE | 84559 | 0 | 0 | 0 | 0 | 0 | 0 | 0 | 84559 | 0 | 0 | 0 | 0
57040 | High Plains | Berkshire Hathaway Energy | WY | 100% | TRUE | 279904 | 0 | 0 | 0 | 0 | 0 | 0 | 0 | 279904 | 0 | 0 | 0 | 0
57041 | Vaca Dixon Solar Station | PG&E | CA | 100% | TRUE | 3434 | 0 | 0 | 0 | 0 | 0 | 0 | 0 | 3434 | 0 | 0 | 0 | 0
57042 | CSU East Bay | PG&E | CA | 100% | TRUE | 4199 | 4199 | 0 | 4199 | 0 | 0 | 0 | 0 | 0 | 1579.8145 | 0 | 0 | 0
57043 | SF State University | PG&E | CA | 100% | TRUE | 1574 | 1574 | 0 | 1574 | 0 | 0 | 0 | 0 | 0 | 523.254 | 0 | 0 | 0
57044 | Armenia Mountain Wind Farm | ALLETE | PA | 100% | TRUE | 267464 | 0 | 0 | 0 | 0 | 0 | 0 | 0 | 267464 | 0 | 0 | 0 | 0
57046 | Archer Daniels Midland Columbus | Archer Daniels Midland Co | NE | 100% | FALSE | 303324.004 | 303324.004 | 303322.51 | 1.494 | 0 | 0 | 0 | 0 | 0 | 473456.9388 | 0 | 0 | 0
57047 | Nobles Wind Project | Xcel | MN | 100% | TRUE | 700027 | 0 | 0 | 0 | 0 | 0 | 0 | 0 | 700027 | 0 | 0 | 0 | 0
57049 | NaturEner Glacier Wind Energy 1 | NaturEner | MT | 100% | FALSE | 287367 | 0 | 0 | 0 | 0 | 0 | 0 | 0 | 287367 | 0 | 0 | 0 | 0
57050 | NaturEner Glacier Wind Energy 2 | NaturEner | MT | 100% | FALSE | 286219 | 0 | 0 | 0 | 0 | 0 | 0 | 0 | 286219 | 0 | 0 | 0 | 0
57051 | Noatak | Alaska Village Elec Coop, Inc | AK | 100% | FALSE | 1814 | 1814 | 0 | 0 | 1814 | 0 | 0 | 0 | 0 | 1404.481 | 0 | 0 | 0
57052 | Savoonga | Alaska Village Elec Coop, Inc | AK | 100% | FALSE | 2289 | 2289 | 0 | 0 | 2289 | 0 | 0 | 0 | 0 | 1647.572 | 0 | 0 | 0
57053 | Alakanuk | Alaska Village Elec Coop, Inc | AK | 100% | FALSE | 56 | 56 | 0 | 0 | 56 | 0 | 0 | 0 | 0 | 99.211 | 0 | 0 | 0
57054 | Upper Kalskag | Alaska Village Elec Coop, Inc | AK | 100% | FALSE | 1519 | 1519 | 0 | 0 | 1519 | 0 | 0 | 0 | 0 | 1173.4929 | 0 | 0 | 0
57055 | Stebbins | Alaska Village Elec Coop, Inc | AK | 100% | FALSE | 3418 | 3418 | 0 | 0 | 3418 | 0 | 0 | 0 | 0 | 2519.8487 | 0 | 0 | 0
57056 | Scammon Bay | Alaska Village Elec Coop, Inc | AK | 100% | FALSE | 1653 | 1653 | 0 | 0 | 1653 | 0 | 0 | 0 | 0 | 1254.3109 | 0 | 0 | 0
57057 | Quinhagak | Alaska Village Elec Coop, Inc | AK | 100% | FALSE | 2238 | 2238 | 0 | 0 | 2238 | 0 | 0 | 0 | 0 | 1399.4648 | 0 | 0 | 0
57058 | Pilot Station | Alaska Village Elec Coop, Inc | AK | 100% | FALSE | 1993 | 1993 | 0 | 0 | 1993 | 0 | 0 | 0 | 0 | 1612.5376 | 0 | 0 | 0
57059 | Koyuk | Alaska Village Elec Coop, Inc | AK | 100% | FALSE | 1302 | 1302 | 0 | 0 | 1302 | 0 | 0 | 0 | 0 | 944.575 | 0 | 0 | 0
57060 | Elim | Alaska Village Elec Coop, Inc | AK | 100% | FALSE | 1268 | 1268 | 0 | 0 | 1268 | 0 | 0 | 0 | 0 | 943.5399 | 0 | 0 | 0
57061 | St. Michael | Alaska Village Elec Coop, Inc | AK | 100% | FALSE | 0 | 0 | 0 | 0 | 0 | 0 | 0 | 0 | 0 | 0 | 0 | 0 | 0
57062 | Gambell | Alaska Village Elec Coop, Inc | AK | 100% | FALSE | 1901 | 1901 | 0 | 0 | 1901 | 0 | 0 | 0 | 0 | 1210.3587 | 0 | 0 | 0
57063 | Shungnak | Alaska Village Elec Coop, Inc | AK | 100% | FALSE | 1567 | 1567 | 0 | 0 | 1567 | 0 | 0 | 0 | 0 | 1258.8494 | 0 | 0 | 0
57064 | Kotlik | Alaska Village Elec Coop, Inc | AK | 100% | FALSE | 1892 | 1892 | 0 | 0 | 1892 | 0 | 0 | 0 | 0 | 1426.059 | 0 | 0 | 0
57065 | Kivalina | Alaska Village Elec Coop, Inc | AK | 100% | FALSE | 1290 | 1290 | 0 | 0 | 1290 | 0 | 0 | 0 | 0 | 947.9192 | 0 | 0 | 0
57066 | Kasigluk | Alaska Village Elec Coop, Inc | AK | 100% | FALSE | 2962 | 2962 | 0 | 0 | 2962 | 0 | 0 | 0 | 0 | 2112.4146 | 0 | 0 | 0
57067 | Toksook Bay | Alaska Village Elec Coop, Inc | AK | 100% | FALSE | 3499 | 3499 | 0 | 0 | 3499 | 0 | 0 | 0 | 0 | 2576.8592 | 0 | 0 | 0
57068 | GenConn Middletown LLC | NRG | CT | 37.95% | TRUE | 3711.1305 | 3711.1305 | 0 | 205.4966 | 3505.6339 | 0 | 0 | 0 | 0 | 2975.049 | 0 | 0 | 0
57068 | GenConn Middletown LLC | NRG Yield Op. | CT | 12.05% | FALSE | 1178.3695 | 1178.3695 | 0 | 65.2499 | 1113.1196 | 0 | 0 | 0 | 0 | 944.6467 | 0 | 0 | 0
57068 | GenConn Middletown LLC | Avangrid | CT | 50% | TRUE | 4889.5 | 4889.5 | 0 | 270.7465 | 4618.7535 | 0 | 0 | 0 | 0 | 3919.6957 | 0 | 0 | 0
57069 | Twin Cities Hydro LLC | Brookfield | MN | 100% | TRUE | 108127 | 0 | 0 | 0 | 0 | 0 | 108127 | 0 | 0 | 0 | 0 | 0 | 0
57070 | GenConn Devon LLC | NRG | CT | 37.95% | TRUE | 5550.9465 | 5550.9465 | 0 | 98.0059 | 5452.9406 | 0 | 0 | 0 | 0 | 4283.0235 | 0 | 0 | 0
57070 | GenConn Devon LLC | NRG Yield Op. | CT | 12.05% | FALSE | 1762.5535 | 1762.5535 | 0 | 31.1191 | 1731.4344 | 0 | 0 | 0 | 0 | 1359.9587 | 0 | 0 | 0
57070 | GenConn Devon LLC | Avangrid | CT | 50% | TRUE | 7313.5 | 7313.5 | 0 | 129.125 | 7184.375 | 0 | 0 | 0 | 0 | 5642.9822 | 0 | 0 | 0
57071 | Denton Power LLC | DTE Energy | TX | 100% | TRUE | 11500 | 0 | 0 | 0 | 0 | 0 | 0 | 11500 | 0 | 0 | 0 | 0 | 0
57072 | Granite City Works | US Steel | IL | 100% | FALSE | 508701 | 233079.08 | 0 | 233079.08 | 0 | 0 | 0 | 275621.92 | 0 | 112280.6804 | 0 | 0 | 0
57076 | South Columbus Water Resource Facility | Columbus Water Works | GA | 100% | FALSE | 422 | 105.061 | 0 | 105.061 | 0 | 0 | 0 | 316.939 | 0 | 26.1832 | 0 | 0 | 0
57078 | Steel Winds II | Brookfield | NY | 51% | TRUE | 17786.76 | 0 | 0 | 0 | 0 | 0 | 0 | 0 | 17786.76 | 0 | 0 | 0 | 0
57078 | Steel Winds II | TerraForm Power | NY | 49% | FALSE | 17089.24 | 0 | 0 | 0 | 0 | 0 | 0 | 0 | 17089.24 | 0 | 0 | 0 | 0
57079 | Milford Wind Corridor I LLC | Brookfield | UT | 51% | TRUE | 225675.51 | 0 | 0 | 0 | 0 | 0 | 0 | 0 | 225675.51 | 0 | 0 | 0 | 0
57079 | Milford Wind Corridor I LLC | TerraForm Power | UT | 49% | FALSE | 216825.49 | 0 | 0 | 0 | 0 | 0 | 0 | 0 | 216825.49 | 0 | 0 | 0 | 0
57080 | Sheffield Wind | Brookfield | VT | 51% | TRUE | 46341.15 | 0 | 0 | 0 | 0 | 0 | 0 | 0 | 46341.15 | 0 | 0 | 0 | 0
57080 | Sheffield Wind | TerraForm Power | VT | 49% | FALSE | 44523.85 | 0 | 0 | 0 | 0 | 0 | 0 | 0 | 44523.85 | 0 | 0 | 0 | 0
57081 | Calpine Vineland Solar LLC | Calpine | NJ | 100% | TRUE | 5483 | 0 | 0 | 0 | 0 | 0 | 0 | 0 | 5483 | 0 | 0 | 0 | 0
57082 | Kaheawa Wind Power II LLC | Brookfield | HI | 51% | TRUE | 34033.32 | 0 | 0 | 0 | 0 | 0 | 0 | 0 | 34033.32 | 0 | 0 | 0 | 0
57082 | Kaheawa Wind Power II LLC | TerraForm Power | HI | 49% | FALSE | 32698.68 | 0 | 0 | 0 | 0 | 0 | 0 | 0 | 32698.68 | 0 | 0 | 0 | 0
57083 | Bull Hill Wind Project | Brookfield | ME | 51% | TRUE | 54481.77 | 0 | 0 | 0 | 0 | 0 | 0 | 0 | 54481.77 | 0 | 0 | 0 | 0
57083 | Bull Hill Wind Project | TerraForm Power | ME | 49% | FALSE | 52345.23 | 0 | 0 | 0 | 0 | 0 | 0 | 0 | 52345.23 | 0 | 0 | 0 | 0
57085 | Lake Dorothy Hydroelectric Project | Alaska Electric Light&Power Co | AK | 100% | FALSE | 77150 | 0 | 0 | 0 | 0 | 0 | 77150 | 0 | 0 | 0 | 0 | 0 | 0
57087 | Kahuku Wind Power LLC | Brookfield | HI | 51% | TRUE | 36345.66 | 0 | 0 | 0 | 0 | 0 | 0 | 0 | 36345.66 | 0 | 0 | 0 | 0
57087 | Kahuku Wind Power LLC | TerraForm Power | HI | 49% | FALSE | 34920.34 | 0 | 0 | 0 | 0 | 0 | 0 | 0 | 34920.34 | 0 | 0 | 0 | 0
57090 | Campbell Hill Windpower | Duke | WY | 100% | TRUE | 311590 | 0 | 0 | 0 | 0 | 0 | 0 | 0 | 311590 | 0 | 0 | 0 | 0
57091 | Silver Sage Windpower | Duke | WY | 100% | TRUE | 123764 | 0 | 0 | 0 | 0 | 0 | 0 | 0 | 123764 | 0 | 0 | 0 | 0
57093 | Casper Wind Farm | Chevron | WY | 100% | FALSE | 41131 | 0 | 0 | 0 | 0 | 0 | 0 | 0 | 41131 | 0 | 0 | 0 | 0
57094 | Streator Cayuga Ridge South | Avangrid | IL | 100% | TRUE | 806972 | 0 | 0 | 0 | 0 | 0 | 0 | 0 | 806972 | 0 | 0 | 0 | 0
57095 | Penascal II Wind Project LLC | Avangrid | TX | 100% | TRUE | 525946 | 0 | 0 | 0 | 0 | 0 | 0 | 0 | 525946 | 0 | 0 | 0 | 0
57096 | Star Point Wind Project LLC | Avangrid | OR | 100% | TRUE | 193029 | 0 | 0 | 0 | 0 | 0 | 0 | 0 | 193029 | 0 | 0 | 0 | 0
57097 | Rugby Wind Power Project | Avangrid | ND | 100% | TRUE | 428598 | 0 | 0 | 0 | 0 | 0 | 0 | 0 | 428598 | 0 | 0 | 0 | 0
57098 | Dry Lake Wind LLC | Avangrid | AZ | 100% | TRUE | 123484 | 0 | 0 | 0 | 0 | 0 | 0 | 0 | 123484 | 0 | 0 | 0 | 0
57099 | WestRock (WA) | WestRock (WA) | WA | 100% | FALSE | 330400.001 | 3451.131 | 0 | 1715.258 | 1735.873 | 0 | 0 | 326948.87 | 0 | 2823.8176 | 0 | 0 | 0
57100 | Santa Maria LFG Power Plant | Janechek & Associates | CA | 100% | FALSE | 9212 | 0 | 0 | 0 | 0 | 0 | 0 | 9212 | 0 | 0 | 0 | 0 | 0
57101 | J&A-Santa Maria II LLC | Janechek & Associates | CA | 100% | FALSE | 7967 | 0 | 0 | 0 | 0 | 0 | 0 | 7967 | 0 | 0 | 0 | 0 | 0
57102 | Whittier LFG Power Plant #1 | Janechek & Associates | CA | 100% | FALSE | 10142 | 0 | 0 | 0 | 0 | 0 | 0 | 10142 | 0 | 0 | 0 | 0 | 0
57103 | Newark America Mill | Newark America | MA | 100% | FALSE | 0 | 0 | 0 | 0 | 0 | 0 | 0 | 0 | 0 | 0 | 0 | 0 | 0
57106 | Mesalands Comm College Wind Turbine | Mesalands Community College | NM | 100% | FALSE | 2761 | 0 | 0 | 0 | 0 | 0 | 0 | 0 | 2761 | 0 | 0 | 0 | 0
57107 | Milford Wind Corridor Stage II LLC | Brookfield | UT | 51% | TRUE | 108123.06 | 0 | 0 | 0 | 0 | 0 | 0 | 0 | 108123.06 | 0 | 0 | 0 | 0
57107 | Milford Wind Corridor Stage II LLC | TerraForm Power | UT | 49% | FALSE | 103882.94 | 0 | 0 | 0 | 0 | 0 | 0 | 0 | 103882.94 | 0 | 0 | 0 | 0
57108 | Blue Canyon Windpower V LLC | EDP | OK | 100% | TRUE | 371057 | 0 | 0 | 0 | 0 | 0 | 0 | 0 | 371057 | 0 | 0 | 0 | 0
57109 | Meadow Lake Wind Farm LLC | EDP | IN | 100% | TRUE | 445549 | 0 | 0 | 0 | 0 | 0 | 0 | 0 | 445549 | 0 | 0 | 0 | 0
57110 | Blackstone Wind Farm LLC | EDP | IL | 100% | TRUE | 280271 | 0 | 0 | 0 | 0 | 0 | 0 | 0 | 280271 | 0 | 0 | 0 | 0
57111 | Lost Lakes Wind Farm LLC | EDP | IA | 100% | TRUE | 341250 | 0 | 0 | 0 | 0 | 0 | 0 | 0 | 341250 | 0 | 0 | 0 | 0
57112 | Meadow Lake Wind Farm II LLC | EDP | IN | 100% | TRUE | 252547 | 0 | 0 | 0 | 0 | 0 | 0 | 0 | 252547 | 0 | 0 | 0 | 0
57113 | Blackstone Wind Farm II LLC | EDP | IL | 100% | TRUE | 530829 | 0 | 0 | 0 | 0 | 0 | 0 | 0 | 530829 | 0 | 0 | 0 | 0
57115 | Meadow Lake Wind Farm III LLC | EDP | IN | 100% | TRUE | 246972 | 0 | 0 | 0 | 0 | 0 | 0 | 0 | 246972 | 0 | 0 | 0 | 0
57116 | Quilt Block Wind Farm LLC | EDP | WI | 100% | TRUE | 112996 | 0 | 0 | 0 | 0 | 0 | 0 | 0 | 112996 | 0 | 0 | 0 | 0
57118 | Greensburg | Exelon | KS | 51% | TRUE | 21543.42 | 0 | 0 | 0 | 0 | 0 | 0 | 0 | 21543.42 | 0 | 0 | 0 | 0
57118 | Greensburg | ExGen Renewables Partners, LLC | KS | 49% | FALSE | 20698.58 | 0 | 0 | 0 | 0 | 0 | 0 | 0 | 20698.58 | 0 | 0 | 0 | 0
57119 | Koda Biomass Plant | Koda Energy LLC | MN | 100% | FALSE | 138304 | 10896.977 | 0 | 10896.977 | 0 | 0 | 0 | 52657.942 | 74749.081 | 5063.2848 | 0 | 0 | 0
57120 | Wilton Wind II LLC | NextEra Energy | ND | 100% | TRUE | 193580 | 0 | 0 | 0 | 0 | 0 | 0 | 0 | 193580 | 0 | 0 | 0 | 0
57121 | Ashtabula Wind II LLC | NextEra Energy | ND | 100% | TRUE | 403833 | 0 | 0 | 0 | 0 | 0 | 0 | 0 | 403833 | 0 | 0 | 0 | 0
57122 | UCI Facilities Management Central Plant | University of California Irvine | CA | 100% | FALSE | 109362 | 109362 | 0 | 109362 | 0 | 0 | 0 | 0 | 0 | 34075.391 | 0 | 0 | 0
57123 | Trail Ridge Landfill Gas Recovery | Ares | FL | 100% | TRUE | 51330 | 0 | 0 | 0 | 0 | 0 | 0 | 51330 | 0 | 0 | 0 | 0 | 0
57124 | Payne's Ferry | DIF | ID | 14.08% | FALSE | 8011.3554 | 0 | 0 | 0 | 0 | 0 | 0 | 0 | 8011.3554 | 0 | 0 | 0 | 0
57124 | Payne's Ferry | DIF | ID | 13.52% | FALSE | 7697.1846 | 0 | 0 | 0 | 0 | 0 | 0 | 0 | 7697.1846 | 0 | 0 | 0 | 0
57124 | Payne's Ferry | Idaho Wind Partners I LLC | ID | 72.4% | FALSE | 41206.46 | 0 | 0 | 0 | 0 | 0 | 0 | 0 | 41206.46 | 0 | 0 | 0 | 0
57125 | Camp Reed | DIF | ID | 14.08% | FALSE | 8619.7201 | 0 | 0 | 0 | 0 | 0 | 0 | 0 | 8619.7201 | 0 | 0 | 0 | 0
57125 | Camp Reed | DIF | ID | 13.52% | FALSE | 8281.6919 | 0 | 0 | 0 | 0 | 0 | 0 | 0 | 8281.6919 | 0 | 0 | 0 | 0
57125 | Camp Reed | Idaho Wind Partners I LLC | ID | 72.4% | FALSE | 44335.588 | 0 | 0 | 0 | 0 | 0 | 0 | 0 | 44335.588 | 0 | 0 | 0 | 0
57126 | Yahoo Creek | DIF | ID | 14.08% | FALSE | 8456.5793 | 0 | 0 | 0 | 0 | 0 | 0 | 0 | 8456.5793 | 0 | 0 | 0 | 0
57126 | Yahoo Creek | DIF | ID | 13.52% | FALSE | 8124.9487 | 0 | 0 | 0 | 0 | 0 | 0 | 0 | 8124.9487 | 0 | 0 | 0 | 0
57126 | Yahoo Creek | Idaho Wind Partners I LLC | ID | 72.4% | FALSE | 43496.472 | 0 | 0 | 0 | 0 | 0 | 0 | 0 | 43496.472 | 0 | 0 | 0 | 0
57128 | G2 Energy Marion LLC | G2 Energy LLC | FL | 100% | FALSE | 17081 | 0 | 0 | 0 | 0 | 0 | 0 | 17081 | 0 | 0 | 0 | 0 | 0
57131 | Stoney Corners Wind Farm | Heritage Stoney Corners Wind Farm I LLC | MI | 100% | FALSE | 144709 | 0 | 0 | 0 | 0 | 0 | 0 | 0 | 144709 | 0 | 0 | 0 | 0
57132 | Nine Mile Gas Processing Plant | Enbridge | OK | 100% | FALSE | 0 | 0 | 0 | 0 | 0 | 0 | 0 | 0 | 0 | 0 | 0 | 0 | 0
57133 | G2 Energy Ostrom Road LLC | G2 Energy LLC | CA | 100% | FALSE | 24615 | 0 | 0 | 0 | 0 | 0 | 0 | 24615 | 0 | 0 | 0 | 0 | 0
57134 | OREG 4 Peetz | Ormat Nevada Inc | CO | 100% | FALSE | 15167 | 0 | 0 | 0 | 0 | 0 | 0 | 15167 | 0 | 0 | 0 | 0 | 0
57135 | Big Sky Wind LLC | Everpower Wind Holdings Inc | IL | 100% | FALSE | 575917 | 0 | 0 | 0 | 0 | 0 | 0 | 0 | 575917 | 0 | 0 | 0 | 0
57136 | Tuana Springs | Exelon | ID | 51% | TRUE | 15035.31 | 0 | 0 | 0 | 0 | 0 | 0 | 0 | 15035.31 | 0 | 0 | 0 | 0
57136 | Tuana Springs | ExGen Renewables Partners, LLC | ID | 49% | FALSE | 14445.69 | 0 | 0 | 0 | 0 | 0 | 0 | 0 | 14445.69 | 0 | 0 | 0 | 0
57137 | Eurus Combine Hills Turbine Ranch 2 | Eurus Energy | OR | 100% | FALSE | 127380 | 0 | 0 | 0 | 0 | 0 | 0 | 0 | 127380 | 0 | 0 | 0 | 0
57139 | Highland Wind Project (PA) | Everpower Wind Holdings Inc | PA | 100% | FALSE | 147258 | 0 | 0 | 0 | 0 | 0 | 0 | 0 | 147258 | 0 | 0 | 0 | 0
57141 | RV CSU Power LLC | RV CSU Power LLC | CO | 100% | FALSE | 3350 | 0 | 0 | 0 | 0 | 0 | 0 | 0 | 3350 | 0 | 0 | 0 | 0
57151 | Beech Ridge Energy LLC | Invenergy | WV | 100% | TRUE | 279778 | 0 | 0 | 0 | 0 | 0 | 0 | 0 | 279778 | 0 | 0 | 0 | 0
57152 | Harvest Wind Project | Harvest Wind Project TIC | WA | 80% | FALSE | 169819.2 | 0 | 0 | 0 | 0 | 0 | 0 | 0 | 169819.2 | 0 | 0 | 0 | 0
57152 | Harvest Wind Project | Eugene Water & Electric Board | WA | 20% | FALSE | 42454.8 | 0 | 0 | 0 | 0 | 0 | 0 | 0 | 42454.8 | 0 | 0 | 0 | 0
57153 | Langford Wind Power | NRG | TX | 100% | TRUE | 513782 | 0 | 0 | 0 | 0 | 0 | 0 | 0 | 513782 | 0 | 0 | 0 | 0
57154 | Mesquite Lake Water & Power Plant 1 | Mesquite Lake Water & Power Plant 1 | CA | 100% | FALSE | 0 | 0 | 0 | 0 | 0 | 0 | 0 | 0 | 0 | 0 | 0 | 0 | 0
57156 | Barton Chapel Wind Farm | Avangrid | TX | 100% | TRUE | 249957 | 0 | 0 | 0 | 0 | 0 | 0 | 0 | 249957 | 0 | 0 | 0 | 0
57159 | Windy Flats Wind Project | Cannon Power | WA | 100% | FALSE | 566374 | 0 | 0 | 0 | 0 | 0 | 0 | 0 | 566374 | 0 | 0 | 0 | 0
57160 | White River Lock and Dam 1 | White River Hydroelectric | AR | 100% | FALSE | 11644 | 0 | 0 | 0 | 0 | 0 | 11644 | 0 | 0 | 0 | 0 | 0 | 0
57161 | White River Lock and Dam 2 | White River Hydroelectric | AR | 100% | FALSE | 16143 | 0 | 0 | 0 | 0 | 0 | 16143 | 0 | 0 | 0 | 0 | 0 | 0
57162 | White River Lock and Dam 3 | White River Hydroelectric | AR | 100% | FALSE | 17664 | 0 | 0 | 0 | 0 | 0 | 17664 | 0 | 0 | 0 | 0 | 0 | 0
57163 | Calabasas Gas to Energy Facility | Los Angeles County Sanitation | CA | 100% | FALSE | 36973 | 0 | 0 | 0 | 0 | 0 | 0 | 36973 | 0 | 0 | 0 | 0 | 0
57165 | Farmers Branch Renewable Energy Facility | Waste Management | TX | 100% | FALSE | 24959 | 0 | 0 | 0 | 0 | 0 | 0 | 24959 | 0 | 0 | 0 | 0 | 0
57167 | Mesquite Creek LFGTE Project | Waste Management | TX | 100% | FALSE | 24309 | 0 | 0 | 0 | 0 | 0 | 0 | 24309 | 0 | 0 | 0 | 0 | 0
57168 | Waste Management Naples LFGTE Project | Waste Management | FL | 100% | FALSE | 16960 | 0 | 0 | 0 | 0 | 0 | 0 | 16960 | 0 | 0 | 0 | 0 | 0
57170 | Suburban Landfill Gas Recovery | Waste Management | OH | 100% | FALSE | 29609 | 0 | 0 | 0 | 0 | 0 | 0 | 29609 | 0 | 0 | 0 | 0 | 0
57171 | Cedar Hills Wind Farm | MDU Resources | ND | 100% | FALSE | 59276 | 0 | 0 | 0 | 0 | 0 | 0 | 0 | 59276 | 0 | 0 | 0 | 0
57172 | Glen Ullin Station 6 | MDU Resources | ND | 100% | FALSE | 45535 | 0 | 0 | 0 | 0 | 0 | 0 | 45535 | 0 | 0 | 0 | 0 | 0
57173 | Bridgewater Dairy Anaerobic Digester | Weaver Bridgewater Dairy | OH | 100% | FALSE | 2233 | 0 | 0 | 0 | 0 | 0 | 0 | 2233 | 0 | 0 | 0 | 0 | 0
57174 | Colorado Highlands Wind | Colorado Highlands Wind LLC | CO | 100% | FALSE | 358972 | 0 | 0 | 0 | 0 | 0 | 0 | 0 | 358972 | 0 | 0 | 0 | 0
57177 | Meadow Lake Wind Farm IV | EDP | IN | 100% | TRUE | 193258 | 0 | 0 | 0 | 0 | 0 | 0 | 0 | 193258 | 0 | 0 | 0 | 0
57179 | HSCo CHP | Hartford Steam Co | CT | 100% | FALSE | 27771 | 27771 | 0 | 27771 | 0 | 0 | 0 | 0 | 0 | 7489.0256 | 0 | 0 | 0
57182 | PPL Frey Farm Landfill Wind | Energy Power Partners | PA | 100% | FALSE | 6209 | 0 | 0 | 0 | 0 | 0 | 0 | 0 | 6209 | 0 | 0 | 0 | 0
57183 | PPL Glendon LFGTE Plant | Energy Power Partners | PA | 100% | FALSE | 19224 | 0 | 0 | 0 | 0 | 0 | 0 | 19224 | 0 | 0 | 0 | 0 | 0
57184 | Orono Hydro Station | Brookfield | ME | 100% | TRUE | 7200 | 0 | 0 | 0 | 0 | 0 | 7200 | 0 | 0 | 0 | 0 | 0 | 0
57187 | Pillar Mountain Wind Project Microgrid | Kodiak Electric Assn Inc | AK | 100% | FALSE | 24155 | 0 | 0 | 0 | 0 | 0 | 0 | 0 | 24155 | 0 | 0 | 0 | 0
57188 | Vantage Wind Energy LLC | Invenergy | WA | 100% | TRUE | 246147 | 0 | 0 | 0 | 0 | 0 | 0 | 0 | 246147 | 0 | 0 | 0 | 0
57189 | Lost Creek Wind Energy Facility | Pattern Energy | MO | 100% | FALSE | 416218 | 0 | 0 | 0 | 0 | 0 | 0 | 0 | 416218 | 0 | 0 | 0 | 0
57190 | Little Quinnesec Falls Hydro Project | Northbrook Wisconsin LLC | WI | 100% | FALSE | 70935 | 0 | 0 | 0 | 0 | 0 | 70935 | 0 | 0 | 0 | 0 | 0 | 0
57191 | Exelon Solar Chicago | Exelon | IL | 100% | TRUE | 14328 | 0 | 0 | 0 | 0 | 0 | 0 | 0 | 14328 | 0 | 0 | 0 | 0
57194 | Day County Wind LLC | NextEra Energy | SD | 100% | TRUE | 396969 | 0 | 0 | 0 | 0 | 0 | 0 | 0 | 396969 | 0 | 0 | 0 | 0
57195 | Lower Snake River Wind Energy Project | Puget Holdings | WA | 100% | TRUE | 705788 | 0 | 0 | 0 | 0 | 0 | 0 | 0 | 705788 | 0 | 0 | 0 | 0
57196 | High Point, POLO | NC Public Power | NC | 100% | TRUE | 60 | 60 | 0 | 0 | 60 | 0 | 0 | 0 | 0 | 83.3983 | 0 | 0 | 0
57197 | Blue Wing Solar Energy Generation | Duke | TX | 100% | TRUE | 22594 | 0 | 0 | 0 | 0 | 0 | 0 | 0 | 22594 | 0 | 0 | 0 | 0
57198 | Bent Tree Wind Farm Phase 1 | Alliant Energy | MN | 100% | TRUE | 566269 | 0 | 0 | 0 | 0 | 0 | 0 | 0 | 566269 | 0 | 0 | 0 | 0
57199 | Glacier Hills | WEC Energy Group | WI | 100% | TRUE | 390940 | 0 | 0 | 0 | 0 | 0 | 0 | 0 | 390940 | 0 | 0 | 0 | 0
57200 | Shelby Solar Energy Generation Facility | Duke | NC | 100% | TRUE | 1725 | 0 | 0 | 0 | 0 | 0 | 0 | 0 | 1725 | 0 | 0 | 0 | 0
57201 | FPL Energy Montezuma Winds LLC | NextEra Energy | CA | 100% | TRUE | 88116 | 0 | 0 | 0 | 0 | 0 | 0 | 0 | 88116 | 0 | 0 | 0 | 0
57202 | Jacksonville Solar | PSEG | FL | 100% | TRUE | 20335 | 0 | 0 | 0 | 0 | 0 | 0 | 0 | 20335 | 0 | 0 | 0 | 0
57203 | Wyandot Solar Farm | PSEG | OH | 100% | TRUE | 13609 | 0 | 0 | 0 | 0 | 0 | 0 | 0 | 13609 | 0 | 0 | 0 | 0
57204 | PSEG Hackettstown | PSEG | NJ | 100% | TRUE | 2408 | 0 | 0 | 0 | 0 | 0 | 0 | 0 | 2408 | 0 | 0 | 0 | 0
57205 | CM48 | Sempra | NV | 100% | TRUE | 101204 | 0 | 0 | 0 | 0 | 0 | 0 | 0 | 101204 | 0 | 0 | 0 | 0
57206 | Soldotna | Homer Electric Assn Inc | AK | 100% | FALSE | 18166 | 18166 | 0 | 18166 | 0 | 0 | 0 | 0 | 0 | 15221.1221 | 0 | 0 | 0
57207 | Thomson Reuters Data Center Bldg ES101 | Thomson Corp | MN | 100% | FALSE | 11 | 11 | 0 | 0 | 11 | 0 | 0 | 0 | 0 | 7.2556 | 0 | 0 | 0
57208 | Thomson Reuters Data Center Bldg H | Thomson Corp | MN | 100% | FALSE | 110 | 110 | 0 | 0 | 110 | 0 | 0 | 0 | 0 | 85.2733 | 0 | 0 | 0
57212 | EC&R Papalote Creek II LLC | E.ON | TX | 100% | TRUE | 567442 | 0 | 0 | 0 | 0 | 0 | 0 | 0 | 567442 | 0 | 0 | 0 | 0
57213 | ENEL Salt Wells LLC | Enel | NV | 100% | TRUE | 97113 | 0 | 0 | 0 | 0 | 0 | 0 | 0 | 97113 | 0 | 0 | 0 | 0
57214 | Waverly Community Wind Project | Waverly Municipal Elec Utility | IA | 100% | FALSE | 4496 | 0 | 0 | 0 | 0 | 0 | 0 | 0 | 4496 | 0 | 0 | 0 | 0
57216 | Crayola Solar Project | UGI | PA | 100% | FALSE | 2655 | 0 | 0 | 0 | 0 | 0 | 0 | 0 | 2655 | 0 | 0 | 0 | 0
57217 | Solar Photovoltaic Project #03 | Edison International | CA | 100% | TRUE | 1147 | 0 | 0 | 0 | 0 | 0 | 0 | 0 | 1147 | 0 | 0 | 0 | 0
57219 | Solar Photovoltaic Project #05 | Edison International | CA | 100% | TRUE | 4231 | 0 | 0 | 0 | 0 | 0 | 0 | 0 | 4231 | 0 | 0 | 0 | 0
57220 | Solar Photovoltaic Project #06 | Edison International | CA | 100% | TRUE | 3732 | 0 | 0 | 0 | 0 | 0 | 0 | 0 | 3732 | 0 | 0 | 0 | 0
57221 | Solar Photovoltaic Project #07 | Edison International | CA | 100% | TRUE | 4143 | 0 | 0 | 0 | 0 | 0 | 0 | 0 | 4143 | 0 | 0 | 0 | 0
57222 | Solar Photovoltaic Project #08 | Edison International | CA | 100% | TRUE | 3519 | 0 | 0 | 0 | 0 | 0 | 0 | 0 | 3519 | 0 | 0 | 0 | 0
57223 | Solar Photovoltaic Project #09 | Edison International | CA | 100% | TRUE | 1747 | 0 | 0 | 0 | 0 | 0 | 0 | 0 | 1747 | 0 | 0 | 0 | 0
57224 | Solar Photovoltaic Project #10 | Edison International | CA | 100% | TRUE | 1624 | 0 | 0 | 0 | 0 | 0 | 0 | 0 | 1624 | 0 | 0 | 0 | 0
57225 | Solar Photovoltaic Project #11 | Edison International | CA | 100% | TRUE | 6203 | 0 | 0 | 0 | 0 | 0 | 0 | 0 | 6203 | 0 | 0 | 0 | 0
57226 | Solar Photovoltaic Project #12 | Edison International | CA | 100% | TRUE | 0 | 0 | 0 | 0 | 0 | 0 | 0 | 0 | 0 | 0 | 0 | 0 | 0
57227 | Solar Photovoltaic Project #13 | Edison International | CA | 100% | TRUE | 5897 | 0 | 0 | 0 | 0 | 0 | 0 | 0 | 5897 | 0 | 0 | 0 | 0
57229 | Solar Photovoltaic Project #15 | Edison International | CA | 100% | TRUE | 3722 | 0 | 0 | 0 | 0 | 0 | 0 | 0 | 3722 | 0 | 0 | 0 | 0
57230 | Solar Photovoltaic Project #16 | Edison International | CA | 100% | TRUE | 1696 | 0 | 0 | 0 | 0 | 0 | 0 | 0 | 1696 | 0 | 0 | 0 | 0
57231 | Solar Photovoltaic Project #17 | Edison International | CA | 100% | TRUE | 3937 | 0 | 0 | 0 | 0 | 0 | 0 | 0 | 3937 | 0 | 0 | 0 | 0
57232 | Solar Photovoltaic Project #18 | Edison International | CA | 100% | TRUE | 1858 | 0 | 0 | 0 | 0 | 0 | 0 | 0 | 1858 | 0 | 0 | 0 | 0
57236 | Solar Photovoltaic Project #23 | Edison International | CA | 100% | TRUE | 3837 | 0 | 0 | 0 | 0 | 0 | 0 | 0 | 3837 | 0 | 0 | 0 | 0
57237 | Solar Photovoltaic Project #22 | Edison International | CA | 100% | TRUE | 2754 | 0 | 0 | 0 | 0 | 0 | 0 | 0 | 2754 | 0 | 0 | 0 | 0
57239 | Roth Rock Wind Farm LLC | Roth Rock Wind Farm LLC | MD | 100% | FALSE | 108468 | 0 | 0 | 0 | 0 | 0 | 0 | 0 | 108468 | 0 | 0 | 0 | 0
57240 | Roth Rock North Wind Farm, LLC | Roth Rock Wind Farm LLC | MD | 100% | FALSE | 27099 | 0 | 0 | 0 | 0 | 0 | 0 | 0 | 27099 | 0 | 0 | 0 | 0
57241 | Gainesville Renewable Energy Center | Gainesville Regional Utilities | FL | 100% | FALSE | 357355.997 | 916.057 | 0 | 916.057 | 0 | 0 | 0 | 356439.94 | 0 | 725.9981 | 10.723 | 180.849 | 0
57244 | Kit Carson Windpower | Duke | CO | 100% | TRUE | 175696 | 0 | 0 | 0 | 0 | 0 | 0 | 0 | 175696 | 0 | 0 | 0 | 0
57245 | Solar Photovoltaic Project #26 | Edison International | CA | 100% | TRUE | 10192 | 0 | 0 | 0 | 0 | 0 | 0 | 0 | 10192 | 0 | 0 | 0 | 0
57246 | Solar Photovoltaic Project #27 | Edison International | CA | 100% | TRUE | 2948 | 0 | 0 | 0 | 0 | 0 | 0 | 0 | 2948 | 0 | 0 | 0 | 0
57247 | Solar Photovoltaic Project #28 | Edison International | CA | 100% | TRUE | 4881 | 0 | 0 | 0 | 0 | 0 | 0 | 0 | 4881 | 0 | 0 | 0 | 0
57248 | Welcome Wind Turbine | Federated Rural Electric Assn | MN | 100% | FALSE | 6749 | 0 | 0 | 0 | 0 | 0 | 0 | 0 | 6749 | 0 | 0 | 0 | 0
57250 | Earthmovers LFGTE | Wabash Valley Power Assn, Inc | IN | 100% | FALSE | 31515 | 0 | 0 | 0 | 0 | 0 | 0 | 31515 | 0 | 0 | 0 | 0 | 0
57251 | Lakota Wind Wind Farm | Iowa Lakes Electric Coop | IA | 100% | FALSE | 37144 | 0 | 0 | 0 | 0 | 0 | 0 | 0 | 37144 | 0 | 0 | 0 | 0
57252 | Iowa Lakes Superior Wind Farm | Iowa Lakes Electric Coop | IA | 100% | FALSE | 37537 | 0 | 0 | 0 | 0 | 0 | 0 | 0 | 37537 | 0 | 0 | 0 | 0
57253 | MA Military Reservation Wind Project | US Air Force | MA | 100% | FALSE | 10567 | 0 | 0 | 0 | 0 | 0 | 0 | 0 | 10567 | 0 | 0 | 0 | 0
57254 | Victor Valley CC CPV Solar | Victor Valley Community College District | CA | 100% | FALSE | 1086 | 0 | 0 | 0 | 0 | 0 | 0 | 0 | 1086 | 0 | 0 | 0 | 0
57256 | PA Solar Park | ConEdison | PA | 100% | FALSE | 13968 | 0 | 0 | 0 | 0 | 0 | 0 | 0 | 13968 | 0 | 0 | 0 | 0
57257 | Iowa Lakes Community College Wind Farm | Iowa Lakes Community College | IA | 100% | FALSE | 4426.48 | 0 | 0 | 0 | 0 | 0 | 0 | 0 | 4426.48 | 0 | 0 | 0 | 0
57258 | Texico Wind Ranch LP | Texico Wind LP | NM | 100% | FALSE | 2005 | 0 | 0 | 0 | 0 | 0 | 0 | 0 | 2005 | 0 | 0 | 0 | 0
57259 | Lubbock Wind Ranch | Lubbock Wind LLC | TX | 100% | FALSE | 140 | 0 | 0 | 0 | 0 | 0 | 0 | 0 | 140 | 0 | 0 | 0 | 0
57261 | Taloga Wind LLC | NRG | OK | 75.9% | TRUE | 305136.975 | 0 | 0 | 0 | 0 | 0 | 0 | 0 | 305136.975 | 0 | 0 | 0 | 0
57261 | Taloga Wind LLC | NRG Yield Op. | OK | 24.1% | FALSE | 96888.025 | 0 | 0 | 0 | 0 | 0 | 0 | 0 | 96888.025 | 0 | 0 | 0 | 0
57262 | Laredo Ridge Wind LLC | NRG | NE | 75.9% | TRUE | 226537.971 | 0 | 0 | 0 | 0 | 0 | 0 | 0 | 226537.971 | 0 | 0 | 0 | 0
57262 | Laredo Ridge Wind LLC | NRG Yield Op. | NE | 24.1% | FALSE | 71931.029 | 0 | 0 | 0 | 0 | 0 | 0 | 0 | 71931.029 | 0 | 0 | 0 | 0
57263 | Little Pringle I Wind Farm | Daewoo | TX | 100% | FALSE | 11564 | 0 | 0 | 0 | 0 | 0 | 0 | 0 | 11564 | 0 | 0 | 0 | 0
57264 | Little Pringle II Wind Farm | Daewoo | TX | 100% | FALSE | 9720 | 0 | 0 | 0 | 0 | 0 | 0 | 0 | 9720 | 0 | 0 | 0 | 0
57265 | Dorchester Solar Site | Massachusetts Electric Co | MA | 100% | FALSE | 1592 | 0 | 0 | 0 | 0 | 0 | 0 | 0 | 1592 | 0 | 0 | 0 | 0
57267 | Marsh Landing Generating Station | NRG | CA | 75.9% | TRUE | 129469.461 | 129469.461 | 0 | 129469.461 | 0 | 0 | 0 | 0 | 0 | 91229.9473 | 0.46071 | 5.5969 | 0
57267 | Marsh Landing Generating Station | NRG Yield Op. | CA | 24.1% | FALSE | 41109.539 | 41109.539 | 0 | 41109.539 | 0 | 0 | 0 | 0 | 0 | 28967.6117 | 0.14629 | 1.7771 | 0
57268 | Chestnut Flats Wind Farm | EDF | PA | 100% | TRUE | 103231 | 0 | 0 | 0 | 0 | 0 | 0 | 0 | 103231 | 0 | 0 | 0 | 0
57269 | Haverhill Solar Power Project | Massachusetts Electric Co | MA | 100% | FALSE | 1098 | 0 | 0 | 0 | 0 | 0 | 0 | 0 | 1098 | 0 | 0 | 0 | 0
57270 | NEDC Solar Site | Massachusetts Electric Co | MA | 100% | FALSE | 983 | 0 | 0 | 0 | 0 | 0 | 0 | 0 | 983 | 0 | 0 | 0 | 0
57274 | Grant County Wind LLC | Olympus Power | MN | 100% | FALSE | 58922 | 0 | 0 | 0 | 0 | 0 | 0 | 0 | 58922 | 0 | 0 | 0 | 0
57275 | Crescent Dunes Solar Energy | Tonopah Solar Energy LLC | NV | 100% | FALSE | 42029 | 0 | 0 | 0 | 0 | 0 | 0 | 0 | 42029 | 0 | 0 | 0 | 0
57280 | Aqua Ingrams Mill | Aqua America Inc | PA | 100% | FALSE | 1231 | 0 | 0 | 0 | 0 | 0 | 0 | 0 | 1231 | 0 | 0 | 0 | 0
57281 | OREG 3 Inc | Ormat Nevada Inc | MN | 100% | FALSE | 44415 | 0 | 0 | 0 | 0 | 0 | 0 | 44415 | 0 | 0 | 0 | 0 | 0
57283 | Flat Water Wind Farm LLC | Gestamp Wind | NE | 100% | FALSE | 219752 | 0 | 0 | 0 | 0 | 0 | 0 | 0 | 219752 | 0 | 0 | 0 | 0
57284 | Minonk Wind Farm | Algonquin Power | IL | 100% | FALSE | 673760 | 0 | 0 | 0 | 0 | 0 | 0 | 0 | 673760 | 0 | 0 | 0 | 0
57285 | Sandy Ridge Wind Farm | Algonquin Power | PA | 100% | FALSE | 153305 | 0 | 0 | 0 | 0 | 0 | 0 | 0 | 153305 | 0 | 0 | 0 | 0
57286 | OU Spirit Wind Farm | OGE | OK | 100% | TRUE | 308332 | 0 | 0 | 0 | 0 | 0 | 0 | 0 | 308332 | 0 | 0 | 0 | 0
57287 | Hardscrabble Wind Power LLC | Avangrid | NY | 100% | TRUE | 177107 | 0 | 0 | 0 | 0 | 0 | 0 | 0 | 177107 | 0 | 0 | 0 | 0
57289 | Big Blue | Big Blue Wind Farm LLC (MN) | MN | 100% | FALSE | 120625 | 0 | 0 | 0 | 0 | 0 | 0 | 0 | 120625 | 0 | 0 | 0 | 0
57290 | Northern Colorado Wind LLC | NextEra Energy | CO | 65.1% | TRUE | 302687.007 | 0 | 0 | 0 | 0 | 0 | 0 | 0 | 302687.007 | 0 | 0 | 0 | 0
57290 | Northern Colorado Wind LLC | NextEra Energy Partners | CO | 34.9% | FALSE | 162269.993 | 0 | 0 | 0 | 0 | 0 | 0 | 0 | 162269.993 | 0 | 0 | 0 | 0
57295 | Alpine Solar | NRG | CA | 75.9% | TRUE | 123668.424 | 0 | 0 | 0 | 0 | 0 | 0 | 0 | 123668.424 | 0 | 0 | 0 | 0
57295 | Alpine Solar | NRG Yield Op. | CA | 24.1% | FALSE | 39267.576 | 0 | 0 | 0 | 0 | 0 | 0 | 0 | 39267.576 | 0 | 0 | 0 | 0
57296 | Carleton College | Carleton College | MN | 100% | FALSE | 8118 | 49 | 0 | 0 | 49 | 0 | 0 | 0 | 8069 | 39.7834 | 0 | 0 | 0
57298 | Cedar Hills | Bio Energy Washington, LLC | WA | 100% | FALSE | 28394.52 | 2156.629 | 0 | 0 | 2156.629 | 0 | 0 | 26237.891 | 0 | 1475.4081 | 0 | 0 | 0
57299 | Dunlap | Berkshire Hathaway Energy | WY | 100% | TRUE | 351261 | 0 | 0 | 0 | 0 | 0 | 0 | 0 | 351261 | 0 | 0 | 0 | 0
57300 | Criterion | Exelon | MD | 51% | TRUE | 96758.73 | 0 | 0 | 0 | 0 | 0 | 0 | 0 | 96758.73 | 0 | 0 | 0 | 0
57300 | Criterion | ExGen Renewables Partners, LLC | MD | 49% | FALSE | 92964.27 | 0 | 0 | 0 | 0 | 0 | 0 | 0 | 92964.27 | 0 | 0 | 0 | 0
57301 | Dutch Wind Energy | Dutch Energy Corporation | CA | 100% | FALSE | 16594 | 0 | 0 | 0 | 0 | 0 | 0 | 0 | 16594 | 0 | 0 | 0 | 0
57303 | Loraine Windpark Project LLC | Loraine Windpower Project | TX | 100% | FALSE | 407677 | 0 | 0 | 0 | 0 | 0 | 0 | 0 | 407677 | 0 | 0 | 0 | 0
57305 | Adelanto Solar Project | Los Angeles City | CA | 100% | TRUE | 17226 | 0 | 0 | 0 | 0 | 0 | 0 | 0 | 17226 | 0 | 0 | 0 | 0
57306 | Pine Tree Solar Project | Los Angeles City | CA | 100% | TRUE | 14733 | 0 | 0 | 0 | 0 | 0 | 0 | 0 | 14733 | 0 | 0 | 0 | 0
57308 | Maclay Solar Project | Los Angeles City | CA | 100% | TRUE | 3675 | 0 | 0 | 0 | 0 | 0 | 0 | 0 | 3675 | 0 | 0 | 0 | 0
57310 | 1420 Coil Av #C | Konoike Pacific | CA | 100% | FALSE | 1660 | 0 | 0 | 0 | 0 | 0 | 0 | 0 | 1660 | 0 | 0 | 0 | 0
57313 | Metro Support Services Center Solar | Metropolitan Transportation Authority | CA | 100% | FALSE | 1469 | 0 | 0 | 0 | 0 | 0 | 0 | 0 | 1469 | 0 | 0 | 0 | 0
57315 | Cedar Point Wind | Cedar Point LLC | CO | 100% | FALSE | 743686 | 0 | 0 | 0 | 0 | 0 | 0 | 0 | 743686 | 0 | 0 | 0 | 0
57317 | San Luis Valley Solar Ranch | Avangrid | CO | 100% | TRUE | 76257 | 0 | 0 | 0 | 0 | 0 | 0 | 0 | 76257 | 0 | 0 | 0 | 0
57318 | Copper Crossing Solar LLC | Avangrid | AZ | 100% | TRUE | 52567 | 0 | 0 | 0 | 0 | 0 | 0 | 0 | 52567 | 0 | 0 | 0 | 0
57319 | Big Horn Wind II | Avangrid | WA | 100% | TRUE | 118358 | 0 | 0 | 0 | 0 | 0 | 0 | 0 | 118358 | 0 | 0 | 0 | 0
57320 | Juniper Canyon I Wind Project | Avangrid | WA | 100% | TRUE | 297163 | 0 | 0 | 0 | 0 | 0 | 0 | 0 | 297163 | 0 | 0 | 0 | 0
57321 | Mayberry Solar LLC | Mayberry Solar LLC | NC | 100% | FALSE | 1484 | 0 | 0 | 0 | 0 | 0 | 0 | 0 | 1484 | 0 | 0 | 0 | 0
57322 | Mont Belvieu Cogeneration Unit | Targa Resources Corp | TX | 100% | FALSE | 91261 | 91261 | 0 | 91261 | 0 | 0 | 0 | 0 | 0 | 23945.607 | 0 | 0 | 0
57323 | Sierra SunTower Solar Gen Station | Sierra SunTower LLC | CA | 100% | FALSE | 0 | 0 | 0 | 0 | 0 | 0 | 0 | 0 | 0 | 0 | 0 | 0 | 0
57325 | FPL Energy Illinois Wind LLC | NextEra Energy | IL | 100% | TRUE | 692325 | 0 | 0 | 0 | 0 | 0 | 0 | 0 | 692325 | 0 | 0 | 0 | 0
57326 | Sunray Wind I | Valero | TX | 100% | FALSE | 167297 | 0 | 0 | 0 | 0 | 0 | 0 | 0 | 167297 | 0 | 0 | 0 | 0
57327 | Top of the World Windpower Project | Duke | WY | 100% | TRUE | 614930 | 0 | 0 | 0 | 0 | 0 | 0 | 0 | 614930 | 0 | 0 | 0 | 0
57330 | Kent County Wastewater Treatment Solar | Kent County Levy Court Dept of Pub Work | DE | 100% | FALSE | 1467.18 | 0 | 0 | 0 | 0 | 0 | 0 | 0 | 1467.18 | 0 | 0 | 0 | 0
57331 | Mojave Solar Project | Atlantica Yield | CA | 100% | FALSE | 594030 | 0 | 0 | 0 | 0 | 0 | 0 | 0 | 594030 | 0 | 0 | 0 | 0
57332 | Crossroads Wind Farm | OGE | OK | 100% | TRUE | 814820 | 0 | 0 | 0 | 0 | 0 | 0 | 0 | 814820 | 0 | 0 | 0 | 0
57333 | Leaning Juniper Wind Power II | Avangrid | OR | 100% | TRUE | 318920 | 0 | 0 | 0 | 0 | 0 | 0 | 0 | 318920 | 0 | 0 | 0 | 0
57334 | DE Solar 10240 Old Dowd Rd | Duke | NC | 100% | TRUE | 2541 | 0 | 0 | 0 | 0 | 0 | 0 | 0 | 2541 | 0 | 0 | 0 | 0
57335 | DE Solar 657 Brigham Rd | Duke | NC | 100% | TRUE | 2066 | 0 | 0 | 0 | 0 | 0 | 0 | 0 | 2066 | 0 | 0 | 0 | 0
57336 | DE Solar 1725 Drywall Dr | Duke | NC | 100% | TRUE | 1546 | 0 | 0 | 0 | 0 | 0 | 0 | 0 | 1546 | 0 | 0 | 0 | 0
57337 | Dover Sun Park | LS Power | DE | 100% | TRUE | 16591.41 | 0 | 0 | 0 | 0 | 0 | 0 | 0 | 16591.41 | 0 | 0 | 0 | 0
57338 | Roadrunner Solar | NRG | NM | 75.9% | TRUE | 39645.606 | 0 | 0 | 0 | 0 | 0 | 0 | 0 | 39645.606 | 0 | 0 | 0 | 0
57338 | Roadrunner Solar | NRG Yield Op. | NM | 24.1% | FALSE | 12588.394 | 0 | 0 | 0 | 0 | 0 | 0 | 0 | 12588.394 | 0 | 0 | 0 | 0
57341 | Silver Lake Solar Farm | PSEG | NJ | 100% | TRUE | 2460 | 0 | 0 | 0 | 0 | 0 | 0 | 0 | 2460 | 0 | 0 | 0 | 0
57342 | White Oak Energy LLC | NextEra Energy | IL | 100% | TRUE | 439567 | 0 | 0 | 0 | 0 | 0 | 0 | 0 | 439567 | 0 | 0 | 0 | 0
57343 | Cargill B6 Biofactory | Pico Energy, LLC | ID | 100% | FALSE | 11957 | 0 | 0 | 0 | 0 | 0 | 0 | 11957 | 0 | 0 | 0 | 0 | 0
57344 | Cargill Dry Creek Biofactory | AgPower DCD, LLC | ID | 100% | FALSE | 10885 | 0 | 0 | 0 | 0 | 0 | 0 | 10885 | 0 | 0 | 0 | 0 | 0
57345 | Cargill Kettle Butte Biofactory | Kettle Butte Dairy LLC | ID | 100% | FALSE | 7896 | 0 | 0 | 0 | 0 | 0 | 0 | 7896 | 0 | 0 | 0 | 0 | 0
57346 | Elk City LLC | NextEra Energy | OK | 82.58% | TRUE | 537555.1925 | 0 | 0 | 0 | 0 | 0 | 0 | 0 | 537555.1925 | 0 | 0 | 0 | 0
57346 | Elk City LLC | NextEra Energy Partners | OK | 17.42% | FALSE | 113423.8075 | 0 | 0 | 0 | 0 | 0 | 0 | 0 | 113423.8075 | 0 | 0 | 0 | 0
57347 | Baldwin Wind LLC | NextEra Energy | ND | 65.1% | TRUE | 245900.928 | 0 | 0 | 0 | 0 | 0 | 0 | 0 | 245900.928 | 0 | 0 | 0 | 0
57347 | Baldwin Wind LLC | NextEra Energy Partners | ND | 34.9% | FALSE | 131827.072 | 0 | 0 | 0 | 0 | 0 | 0 | 0 | 131827.072 | 0 | 0 | 0 | 0
57348 | CityCenter Central Plant Cogen Units | CityCenter Land LLC | NV | 100% | FALSE | 60408 | 60408 | 0 | 60408 | 0 | 0 | 0 | 0 | 0 | 16061.4963 | 0 | 0 | 0
57349 | Garrison Energy Center LLC | Calpine | DE | 100% | TRUE | 1769192.986 | 1769192.986 | 0 | 1769161.4 | 31.586 | 0 | 0 | 0 | 0 | 725122.7746 | 3.711 | 43.864 | 0
57352 | Trenton Solar Farm | PSEG | NJ | 100% | TRUE | 1543 | 0 | 0 | 0 | 0 | 0 | 0 | 0 | 1543 | 0 | 0 | 0 | 0
57353 | Thermo No 1 | Thermo No 1 BE 01 LLC | UT | 100% | FALSE | 63775 | 0 | 0 | 0 | 0 | 0 | 0 | 0 | 63775 | 0 | 0 | 0 | 0
57356 | Henrico | Industrial Power Generating Company LLC | VA | 100% | FALSE | 20180 | 1133.686 | 0 | 0 | 1133.686 | 0 | 0 | 19046.314 | 0 | 1006.0787 | 0 | 0 | 0
57357 | Red Mesa Wind LLC | NextEra Energy | NM | 100% | TRUE | 215606 | 0 | 0 | 0 | 0 | 0 | 0 | 0 | 215606 | 0 | 0 | 0 | 0
57358 | Keenan II Renewable Energy Co LLC | CPV | OK | 100% | FALSE | 610093 | 0 | 0 | 0 | 0 | 0 | 0 | 0 | 610093 | 0 | 0 | 0 | 0
57359 | Avenal Park | NRG | CA | 37.95% | TRUE | 4048.1265 | 0 | 0 | 0 | 0 | 0 | 0 | 0 | 4048.1265 | 0 | 0 | 0 | 0
57359 | Avenal Park | NRG Yield Op. | CA | 12.05% | FALSE | 1285.3735 | 0 | 0 | 0 | 0 | 0 | 0 | 0 | 1285.3735 | 0 | 0 | 0 | 0
57359 | Avenal Park | Eurus Energy | CA | 50% | FALSE | 5333.5 | 0 | 0 | 0 | 0 | 0 | 0 | 0 | 5333.5 | 0 | 0 | 0 | 0
57360 | Sun City Project LLC | NRG | CA | 37.95% | TRUE | 13475.286 | 0 | 0 | 0 | 0 | 0 | 0 | 0 | 13475.286 | 0 | 0 | 0 | 0
57360 | Sun City Project LLC | NRG Yield Op. | CA | 12.05% | FALSE | 4278.714 | 0 | 0 | 0 | 0 | 0 | 0 | 0 | 4278.714 | 0 | 0 | 0 | 0
57360 | Sun City Project LLC | Eurus Energy | CA | 50% | FALSE | 17754 | 0 | 0 | 0 | 0 | 0 | 0 | 0 | 17754 | 0 | 0 | 0 | 0
57361 | Sand Drag LLC | NRG | CA | 37.95% | TRUE | 12878.712 | 0 | 0 | 0 | 0 | 0 | 0 | 0 | 12878.712 | 0 | 0 | 0 | 0
57361 | Sand Drag LLC | NRG Yield Op. | CA | 12.05% | FALSE | 4089.288 | 0 | 0 | 0 | 0 | 0 | 0 | 0 | 4089.288 | 0 | 0 | 0 | 0
57361 | Sand Drag LLC | Eurus Energy | CA | 50% | FALSE | 16968 | 0 | 0 | 0 | 0 | 0 | 0 | 0 | 16968 | 0 | 0 | 0 | 0
57362 | Morgantown Solar Park | The Hankin Group | PA | 100% | FALSE | 2269 | 0 | 0 | 0 | 0 | 0 | 0 | 0 | 2269 | 0 | 0 | 0 | 0
57363 | 510 REPP One | 510 REPP One LLC | NC | 100% | FALSE | 1447 | 0 | 0 | 0 | 0 | 0 | 0 | 0 | 1447 | 0 | 0 | 0 | 0
57364 | Siphon Drop Power Plant | Yuma County Water User's Association | CA | 100% | FALSE | 14017 | 0 | 0 | 0 | 0 | 0 | 14017 | 0 | 0 | 0 | 0 | 0 | 0
57365 | MP Durham LLC | MP Durham LLC | NC | 100% | FALSE | 16119 | 0 | 0 | 0 | 0 | 0 | 0 | 16119 | 0 | 0 | 0 | 0 | 0
57366 | MP Wayne LLC | MP Wayne LLC | NC | 100% | FALSE | 13046 | 0 | 0 | 0 | 0 | 0 | 0 | 13046 | 0 | 0 | 0 | 0 | 0
57367 | Pocono Solar Project | Pocono International Raceway Inc | PA | 100% | FALSE | 3142 | 0 | 0 | 0 | 0 | 0 | 0 | 0 | 3142 | 0 | 0 | 0 | 0
57369 | Questa Solar Facility | Chevron | NM | 100% | FALSE | 1840 | 0 | 0 | 0 | 0 | 0 | 0 | 0 | 1840 | 0 | 0 | 0 | 0
57375 | Adams Wind Generations LLC | Adams Wind Generations LLC | MN | 100% | FALSE | 49221 | 0 | 0 | 0 | 0 | 0 | 0 | 0 | 49221 | 0 | 0 | 0 | 0
57376 | Jersey Valley Geothermal Power Plant | Ormat Nevada Inc | NV | 100% | FALSE | 72559 | 0 | 0 | 0 | 0 | 0 | 0 | 0 | 72559 | 0 | 0 | 0 | 0
57377 | Greater Sandhill I | Greater Sandhill I LLC | CO | 100% | FALSE | 47210 | 0 | 0 | 0 | 0 | 0 | 0 | 0 | 47210 | 0 | 0 | 0 | 0
57378 | AV Solar Ranch One | Exelon | CA | 100% | TRUE | 607949 | 0 | 0 | 0 | 0 | 0 | 0 | 0 | 607949 | 0 | 0 | 0 | 0
57379 | Dry Lake Wind II LLC | Avangrid | AZ | 100% | TRUE | 127022 | 0 | 0 | 0 | 0 | 0 | 0 | 0 | 127022 | 0 | 0 | 0 | 0
57380 | New England Wind LLC | Avangrid | MA | 100% | TRUE | 89361 | 0 | 0 | 0 | 0 | 0 | 0 | 0 | 89361 | 0 | 0 | 0 | 0
57381 | Linden Solar Farm | PSEG | NJ | 100% | TRUE | 3851 | 0 | 0 | 0 | 0 | 0 | 0 | 0 | 3851 | 0 | 0 | 0 | 0
57382 | Yardville Solar Farm | PSEG | NJ | 100% | TRUE | 5312 | 0 | 0 | 0 | 0 | 0 | 0 | 0 | 5312 | 0 | 0 | 0 | 0
57383 | WEA Texas Bayonne | PSEG | NJ | 100% | TRUE | 1801 | 0 | 0 | 0 | 0 | 0 | 0 | 0 | 1801 | 0 | 0 | 0 | 0
57384 | Matrix Buildings A&B (Perth Amboy) Solar | PSEG | NJ | 100% | TRUE | 3245 | 0 | 0 | 0 | 0 | 0 | 0 | 0 | 3245 | 0 | 0 | 0 | 0
57386 | Ridgewind | Ridgewind Power Partners LLC | MN | 100% | FALSE | 84738 | 0 | 0 | 0 | 0 | 0 | 0 | 0 | 84738 | 0 | 0 | 0 | 0
57387 | Ashtabula Wind III LLC | NextEra Energy | ND | 65.1% | TRUE | 147754.215 | 0 | 0 | 0 | 0 | 0 | 0 | 0 | 147754.215 | 0 | 0 | 0 | 0
57387 | Ashtabula Wind III LLC | NextEra Energy Partners | ND | 34.9% | FALSE | 79210.785 | 0 | 0 | 0 | 0 | 0 | 0 | 0 | 79210.785 | 0 | 0 | 0 | 0
57390 | GSK York RDC Solar Facility | GlaxoSmithKline Consumer Healthcare L P | PA | 100% | FALSE | 2894.76 | 0 | 0 | 0 | 0 | 0 | 0 | 0 | 2894.76 | 0 | 0 | 0 | 0
57392 | UASTP I | Fortis | AZ | 100% | TRUE | 2818 | 0 | 0 | 0 | 0 | 0 | 0 | 0 | 2818 | 0 | 0 | 0 | 0
57393 | Big Sky Dairy Digester | DF-AP #1 LLC | ID | 100% | FALSE | 9711 | 0 | 0 | 0 | 0 | 0 | 0 | 9711 | 0 | 0 | 0 | 0 | 0
57394 | Genesis Solar Energy Project | NextEra Energy | CA | 65.1% | TRUE | 408717.981 | 0 | 0 | 0 | 0 | 0 | 0 | 0 | 408717.981 | 0 | 0 | 0 | 0
57394 | Genesis Solar Energy Project | NextEra Energy Partners | CA | 34.9% | FALSE | 219113.019 | 0 | 0 | 0 | 0 | 0 | 0 | 0 | 219113.019 | 0 | 0 | 0 | 0
57396 | Danielson Wind Farms LLC | Danielson Wind Farms LLC | MN | 100% | FALSE | 45021 | 0 | 0 | 0 | 0 | 0 | 0 | 0 | 45021 | 0 | 0 | 0 | 0
57397 | Dow Jones South Brunswick Solar | Dow Jones | NJ | 100% | FALSE | 4567 | 0 | 0 | 0 | 0 | 0 | 0 | 0 | 4567 | 0 | 0 | 0 | 0
57399 | Cannelton Hydroelectric Plant | American Municipal Power | KY | 100% | FALSE | 444413 | 0 | 0 | 0 | 0 | 0 | 444413 | 0 | 0 | 0 | 0 | 0 | 0
57400 | Smithland Hydroelectric Plant | American Municipal Power | KY | 100% | FALSE | 199391 | 0 | 0 | 0 | 0 | 0 | 199391 | 0 | 0 | 0 | 0 | 0 | 0
57401 | Willow Island Hydroelectric Plant | American Municipal Power | WV | 100% | FALSE | 230462 | 0 | 0 | 0 | 0 | 0 | 230462 | 0 | 0 | 0 | 0 | 0 | 0
57402 | Taylorsville Solar LLC | Duke | NC | 100% | TRUE | 1639 | 0 | 0 | 0 | 0 | 0 | 0 | 0 | 1639 | 0 | 0 | 0 | 0
57403 | Northwest Regional | Waste Management | AZ | 100% | FALSE | 19284 | 0 | 0 | 0 | 0 | 0 | 0 | 19284 | 0 | 0 | 0 | 0 | 0
57404 | Oneida Herkimer | Waste Management | NY | 100% | FALSE | 25922 | 0 | 0 | 0 | 0 | 0 | 0 | 25922 | 0 | 0 | 0 | 0 | 0
57405 | Eagle Valley (MI) | Waste Management | MI | 100% | FALSE | 26221 | 0 | 0 | 0 | 0 | 0 | 0 | 26221 | 0 | 0 | 0 | 0 | 0
57406 | Prairie View IL | Waste Management | IL | 100% | FALSE | 36793 | 0 | 0 | 0 | 0 | 0 | 0 | 36793 | 0 | 0 | 0 | 0 | 0
57408 | Prairie Bluff | Waste Management | MS | 100% | FALSE | 12130 | 0 | 0 | 0 | 0 | 0 | 0 | 12130 | 0 | 0 | 0 | 0 | 0
57409 | West Camden | Waste Management | TN | 100% | FALSE | 38701 | 0 | 0 | 0 | 0 | 0 | 0 | 38701 | 0 | 0 | 0 | 0 | 0
57410 | Geneva | Waste Management | OH | 100% | FALSE | 21736 | 0 | 0 | 0 | 0 | 0 | 0 | 21736 | 0 | 0 | 0 | 0 | 0
57411 | Mahoning | Waste Management | OH | 100% | FALSE | 26806 | 0 | 0 | 0 | 0 | 0 | 0 | 26806 | 0 | 0 | 0 | 0 | 0
57412 | Knouse Solar Project 1 | Knouse Food Cooperative Inc | PA | 100% | FALSE | 4020 | 0 | 0 | 0 | 0 | 0 | 0 | 0 | 4020 | 0 | 0 | 0 | 0
57414 | Notus Wind 1 | Notus Clean Energy LLC | MA | 100% | FALSE | 5060 | 0 | 0 | 0 | 0 | 0 | 0 | 0 | 5060 | 0 | 0 | 0 | 0
57419 | RPI Fuel Cell LLC | RP1 Fuel Cell LLC | CA | 100% | FALSE | 0 | 0 | 0 | 0 | 0 | 0 | 0 | 0 | 0 | 0 | 0 | 0 | 0
57420 | UTS SJ1 LLC | UTS SJ1 LLC | CA | 100% | FALSE | 0 | 0 | 0 | 0 | 0 | 0 | 0 | 0 | 0 | 0 | 0 | 0 | 0
57421 | Gratiot Wind Park | DTE Energy | MI | 100% | TRUE | 260814 | 0 | 0 | 0 | 0 | 0 | 0 | 0 | 260814 | 0 | 0 | 0 | 0
57422 | Yolo County Solar Project | Yolo County of | CA | 100% | FALSE | 1930 | 0 | 0 | 0 | 0 | 0 | 0 | 0 | 1930 | 0 | 0 | 0 | 0
57424 | Buffalo Ridge II LLC | Avangrid | SD | 100% | TRUE | 614322 | 0 | 0 | 0 | 0 | 0 | 0 | 0 | 614322 | 0 | 0 | 0 | 0
57425 | Double A Digester | AgPower Jerome LLC | ID | 100% | FALSE | 21444 | 0 | 0 | 0 | 0 | 0 | 0 | 21444 | 0 | 0 | 0 | 0 | 0
57427 | Ryegrass Windfarm | Aegis Renewables LLC | ID | 100% | FALSE | 48920 | 0 | 0 | 0 | 0 | 0 | 0 | 0 | 48920 | 0 | 0 | 0 | 0
57428 | Hammett Hill Windfarm | Aegis Renewables LLC | ID | 100% | FALSE | 53162 | 0 | 0 | 0 | 0 | 0 | 0 | 0 | 53162 | 0 | 0 | 0 | 0
57429 | Mainline Windfarm | Aegis Renewables LLC | ID | 100% | FALSE | 50837 | 0 | 0 | 0 | 0 | 0 | 0 | 0 | 50837 | 0 | 0 | 0 | 0
57430 | Desert Meadow Windfarm | Aegis Renewables LLC | ID | 100% | FALSE | 53086 | 0 | 0 | 0 | 0 | 0 | 0 | 0 | 53086 | 0 | 0 | 0 | 0
57431 | Cold Springs Windfarm | Aegis Renewables LLC | ID | 100% | FALSE | 46579 | 0 | 0 | 0 | 0 | 0 | 0 | 0 | 46579 | 0 | 0 | 0 | 0
57432 | Oak Glen Wind Farm | Minnesota Municipal Power Agency | MN | 100% | FALSE | 131215 | 0 | 0 | 0 | 0 | 0 | 0 | 0 | 131215 | 0 | 0 | 0 | 0
57433 | Bellefontaine Gas Producers LLC | DTE Energy | OH | 100% | TRUE | 38462 | 0 | 0 | 0 | 0 | 0 | 0 | 38462 | 0 | 0 | 0 | 0 | 0
57435 | Solar Star North Carolina II LLC | Solar Star North Carolina II LLC | NC | 100% | FALSE | 9537 | 0 | 0 | 0 | 0 | 0 | 0 | 0 | 9537 | 0 | 0 | 0 | 0
57436 | Davidson Gas Producers LLC | DTE Energy | NC | 100% | TRUE | 13199 | 0 | 0 | 0 | 0 | 0 | 0 | 13199 | 0 | 0 | 0 | 0 | 0
57437 | Juniper Ridge Hydroelectric Project | Central Oregon Irrigation Dist | OR | 100% | FALSE | 12951 | 0 | 0 | 0 | 0 | 0 | 12951 | 0 | 0 | 0 | 0 | 0 | 0
57438 | Solar Park Gainesville, LLC | Solar Park Gainesville, LLC | FL | 100% | FALSE | 2487 | 0 | 0 | 0 | 0 | 0 | 0 | 0 | 2487 | 0 | 0 | 0 | 0
57441 | Solar Photovoltaic Project #42 | Edison International | CA | 100% | TRUE | 8134 | 0 | 0 | 0 | 0 | 0 | 0 | 0 | 8134 | 0 | 0 | 0 | 0
57443 | Pine Tree Acres WM LFGTE | Waste Management | MI | 100% | FALSE | 100659 | 0 | 0 | 0 | 0 | 0 | 0 | 100659 | 0 | 0 | 0 | 0 | 0
57444 | Two Ponds Windfarm | Aegis Renewables LLC | ID | 100% | FALSE | 54107 | 0 | 0 | 0 | 0 | 0 | 0 | 0 | 54107 | 0 | 0 | 0 | 0
57446 | McGinness Hills | Ormat Nevada Inc | NV | 100% | FALSE | 765239 | 0 | 0 | 0 | 0 | 0 | 0 | 0 | 765239 | 0 | 0 | 0 | 0
57447 | Laurel Mountain | AES | WV | 100% | TRUE | 249570 | 0 | 0 | 0 | 0 | 0 | 0 | 0 | 249570 | 0 | 0 | 0 | 0
57448 | Pilesgrove | ConEdison | NJ | 100% | FALSE | 25876 | 0 | 0 | 0 | 0 | 0 | 0 | 0 | 25876 | 0 | 0 | 0 | 0
57449 | Blue Creek Wind Project | Avangrid | OH | 100% | TRUE | 829176 | 0 | 0 | 0 | 0 | 0 | 0 | 0 | 829176 | 0 | 0 | 0 | 0
57451 | Tuscarora Geothermal Power Plant | Ormat Nevada Inc | NV | 100% | FALSE | 129282 | 0 | 0 | 0 | 0 | 0 | 0 | 0 | 129282 | 0 | 0 | 0 | 0
57455 | NRG Solar Borrego I | NRG | CA | 75.9% | TRUE | 52389.216 | 0 | 0 | 0 | 0 | 0 | 0 | 0 | 52389.216 | 0 | 0 | 0 | 0
57455 | NRG Solar Borrego I | NRG Yield Op. | CA | 24.1% | FALSE | 16634.784 | 0 | 0 | 0 | 0 | 0 | 0 | 0 | 16634.784 | 0 | 0 | 0 | 0
57456 | San Emidio | USG Nevada LLC | NV | 100% | FALSE | 66591 | 0 | 0 | 0 | 0 | 0 | 0 | 0 | 66591 | 0 | 0 | 0 | 0
57457 | Seneca Sustainable Energy LLC | Seneca Sustainable Energy LLC | OR | 100% | FALSE | 117961 | 0 | 0 | 0 | 0 | 0 | 0 | 117961 | 0 | 0 | 0 | 0 | 0
57458 | 145 Talmadge Solar | Avidan Energy Solutions | NJ | 100% | FALSE | 4819 | 0 | 0 | 0 | 0 | 0 | 0 | 0 | 4819 | 0 | 0 | 0 | 0
57459 | Mountain View IV | AES | CA | 100% | TRUE | 128856 | 0 | 0 | 0 | 0 | 0 | 0 | 0 | 128856 | 0 | 0 | 0 | 0
57460 | Caltech Central | Bloom Energy | CA | 100% | FALSE | 8473 | 8473 | 0 | 8473 | 0 | 0 | 0 | 0 | 0 | 3075.4689 | 0 | 0 | 0
57461 | Martins Creek Solar NC, LLC | Duke | NC | 100% | TRUE | 1239 | 0 | 0 | 0 | 0 | 0 | 0 | 0 | 1239 | 0 | 0 | 0 | 0
57462 | Napoleon Solar I | Brookfield | OH | 51% | TRUE | 6477 | 0 | 0 | 0 | 0 | 0 | 0 | 0 | 6477 | 0 | 0 | 0 | 0
57462 | Napoleon Solar I | TerraForm Power | OH | 49% | FALSE | 6223 | 0 | 0 | 0 | 0 | 0 | 0 | 0 | 6223 | 0 | 0 | 0 | 0
57463 | Bishop Hill Energy LLC | Brookfield | IL | 45.95% | TRUE | 313086.679 | 0 | 0 | 0 | 0 | 0 | 0 | 0 | 313086.679 | 0 | 0 | 0 | 0
57463 | Bishop Hill Energy LLC | TerraForm Power | IL | 44.15% | FALSE | 300808.77 | 0 | 0 | 0 | 0 | 0 | 0 | 0 | 300808.77 | 0 | 0 | 0 | 0
57463 | Bishop Hill Energy LLC | Invenergy | IL | 9.9% | TRUE | 67453.551 | 0 | 0 | 0 | 0 | 0 | 0 | 0 | 67453.551 | 0 | 0 | 0 | 0
57465 | Romark PA Solar | Romark Logistics of PA Inc. | PA | 100% | FALSE | 2284 | 0 | 0 | 0 | 0 | 0 | 0 | 0 | 2284 | 0 | 0 | 0 | 0
57466 | Blue Ridge Landfill | Energy Power Partners | PA | 100% | FALSE | 48715 | 0 | 0 | 0 | 0 | 0 | 0 | 48715 | 0 | 0 | 0 | 0 | 0
57467 | Westervelt Moundville Cogen | The Westervelt Co | AL | 100% | FALSE | 35194 | 0 | 0 | 0 | 0 | 0 | 0 | 35194 | 0 | 0 | 0 | 0 | 0
57468 | Crystal Lake 3 LLC | NextEra Energy | IA | 100% | TRUE | 223564 | 0 | 0 | 0 | 0 | 0 | 0 | 0 | 223564 | 0 | 0 | 0 | 0
57469 | Garden Wind LLC | NextEra Energy | IA | 100% | TRUE | 555496 | 0 | 0 | 0 | 0 | 0 | 0 | 0 | 555496 | 0 | 0 | 0 | 0
57470 | Marlboro Mill | Domtar | SC | 100% | FALSE | 0 | 0 | 0 | 0 | 0 | 0 | 0 | 0 | 0 | 1.9871 | 0 | 0 | 0
57471 | Murray Hill Solar | ConEdison | NJ | 100% | FALSE | 1613 | 0 | 0 | 0 | 0 | 0 | 0 | 0 | 1613 | 0 | 0 | 0 | 0
57473 | Dartmouth Solar | ConEdison | MA | 100% | FALSE | 2128 | 0 | 0 | 0 | 0 | 0 | 0 | 0 | 2128 | 0 | 0 | 0 | 0
57474 | Ralls Wind Farm | Ralls Wind Farm LLC | TX | 100% | FALSE | 22565 | 0 | 0 | 0 | 0 | 0 | 0 | 0 | 22565 | 0 | 0 | 0 | 0
57475 | John L. Featherstone Plant | Hudson Ranch Power I LLC | CA | 100% | FALSE | 424265 | 0 | 0 | 0 | 0 | 0 | 0 | 0 | 424265 | 0 | 0 | 0 | 0
57476 | TSGT Mobile Generator #15 | Tri-State | NM | 100% | TRUE | 0 | 0 | 0 | 0 | 0 | 0 | 0 | 0 | 0 | 0 | 0 | 0 | 0
57481 | Chittenden County Solar Partners | Chittenden County Solar Partners LLC | VT | 100% | FALSE | 3003 | 0 | 0 | 0 | 0 | 0 | 0 | 0 | 3003 | 0 | 0 | 0 | 0
57483 | Mariposa Energy Project | Mitsubishi | CA | 100% | FALSE | 136297 | 136297 | 0 | 136297 | 0 | 0 | 0 | 0 | 0 | 88045.784 | 0.498 | 8.866 | 0
57484 | Manzana Wind LLC | Avangrid | CA | 100% | TRUE | 504320 | 0 | 0 | 0 | 0 | 0 | 0 | 0 | 504320 | 0 | 0 | 0 | 0
57485 | Flemington Solar | ConEdison | NJ | 100% | FALSE | 12500 | 0 | 0 | 0 | 0 | 0 | 0 | 0 | 12500 | 0 | 0 | 0 | 0
57486 | Frenchtown I Solar | ConEdison | NJ | 100% | FALSE | 4593 | 0 | 0 | 0 | 0 | 0 | 0 | 0 | 4593 | 0 | 0 | 0 | 0
57487 | Frenchtown II Solar | ConEdison | NJ | 100% | FALSE | 4376 | 0 | 0 | 0 | 0 | 0 | 0 | 0 | 4376 | 0 | 0 | 0 | 0
57488 | Lebanon Solar | ConEdison | NJ | 100% | FALSE | 2993 | 0 | 0 | 0 | 0 | 0 | 0 | 0 | 2993 | 0 | 0 | 0 | 0
57489 | Oak Grove Power Producers | Cube District Energy, LLC | KS | 100% | FALSE | 12305 | 0 | 0 | 0 | 0 | 0 | 0 | 12305 | 0 | 0 | 0 | 0 | 0
57492 | Sampson County Disposal | Black Creek Renewable Energy LLC | NC | 100% | FALSE | 64573 | 0 | 0 | 0 | 0 | 0 | 0 | 64573 | 0 | 0 | 0 | 0 | 0
57493 | Settlers Trail Wind Farm LLC | E.ON | IL | 100% | TRUE | 413155 | 0 | 0 | 0 | 0 | 0 | 0 | 0 | 413155 | 0 | 0 | 0 | 0
57494 | Masser Farms Realty Solar | Masser Farms Realty Ltd | PA | 100% | FALSE | 1239 | 0 | 0 | 0 | 0 | 0 | 0 | 0 | 1239 | 0 | 0 | 0 | 0
57497 | Stroud Solar Station | PG&E | CA | 100% | TRUE | 34751 | 0 | 0 | 0 | 0 | 0 | 0 | 0 | 34751 | 0 | 0 | 0 | 0
57498 | Five Points Solar Station | PG&E | CA | 100% | TRUE | 27708 | 0 | 0 | 0 | 0 | 0 | 0 | 0 | 27708 | 0 | 0 | 0 | 0
57499 | Westside Solar Station | PG&E | CA | 100% | TRUE | 25383 | 0 | 0 | 0 | 0 | 0 | 0 | 0 | 25383 | 0 | 0 | 0 | 0
57500 | Laurel Wind Farm | Berkshire Hathaway Energy | IA | 100% | TRUE | 379728 | 0 | 0 | 0 | 0 | 0 | 0 | 0 | 379728 | 0 | 0 | 0 | 0
57501 | Rolling Hills Wind Farm | Berkshire Hathaway Energy | IA | 100% | TRUE | 1290492 | 0 | 0 | 0 | 0 | 0 | 0 | 0 | 1290492 | 0 | 0 | 0 | 0
57502 | Perdido | Southern | FL | 100% | TRUE | 24449 | 0 | 0 | 0 | 0 | 0 | 0 | 24449 | 0 | 0 | 0 | 0 | 0
57504 | TECO CHP-1 | Texas Medical Center Central | TX | 100% | FALSE | 53770 | 53770 | 0 | 53770 | 0 | 0 | 0 | 0 | 0 | 20442.2656 | 0 | 0 | 0
57505 | Monroe Generating Station | NC Public Power | NC | 100% | TRUE | 1623 | 1623 | 0 | 1521.787 | 101.213 | 0 | 0 | 0 | 0 | 1684.9343 | 0 | 0 | 0
57506 | FRV SI Transport Solar LP | FRV SI Transport Solar LP | CA | 100% | FALSE | 0 | 0 | 0 | 0 | 0 | 0 | 0 | 0 | 0 | 0 | 0 | 0 | 0
57507 | RV CSU Power II LLC | RV CSU Power II LLC | CO | 100% | FALSE | 4734 | 0 | 0 | 0 | 0 | 0 | 0 | 0 | 4734 | 0 | 0 | 0 | 0
57515 | Walnut Creek Energy Park | NRG | CA | 75.9% | TRUE | 263494.44 | 263494.44 | 0 | 263494.44 | 0 | 0 | 0 | 0 | 0 | 147230.7699 | 0.7423 | 15.5284 | 0
57515 | Walnut Creek Energy Park | NRG Yield Op. | CA | 24.1% | FALSE | 83665.56 | 83665.56 | 0 | 83665.56 | 0 | 0 | 0 | 0 | 0 | 46749.1641 | 0.2357 | 4.9306 | 0
57516 | KODE Novus I | Daewoo | OK | 100% | FALSE | 919 | 0 | 0 | 0 | 0 | 0 | 0 | 0 | 919 | 0 | 0 | 0 | 0
57517 | DeWind Frisco | Daewoo | TX | 100% | FALSE | 13303 | 0 | 0 | 0 | 0 | 0 | 0 | 0 | 13303 | 0 | 0 | 0 | 0
57521 | Giffen | PG&E | CA | 100% | TRUE | 18175 | 0 | 0 | 0 | 0 | 0 | 0 | 0 | 18175 | 0 | 0 | 0 | 0
57522 | Cantua Solar Station | PG&E | CA | 100% | TRUE | 39822 | 0 | 0 | 0 | 0 | 0 | 0 | 0 | 39822 | 0 | 0 | 0 | 0
57523 | Huron Solar Station | PG&E | CA | 100% | TRUE | 40413 | 0 | 0 | 0 | 0 | 0 | 0 | 0 | 40413 | 0 | 0 | 0 | 0
57525 | Kapaa Photovoltaic Project | Kapaa Solar LLC | HI | 100% | FALSE | 1909 | 0 | 0 | 0 | 0 | 0 | 0 | 0 | 1909 | 0 | 0 | 0 | 0
57526 | North Hurlburt Wind LLC | Caithness Energy | OR | 100% | FALSE | 458684 | 0 | 0 | 0 | 0 | 0 | 0 | 0 | 458684 | 0 | 0 | 0 | 0
57529 | Kawailoa Wind | Kawailoa Wind LLC | HI | 100% | FALSE | 120237 | 0 | 0 | 0 | 0 | 0 | 0 | 0 | 120237 | 0 | 0 | 0 | 0
57530 | Palouse | Novatus Energy | WA | 100% | FALSE | 300380 | 0 | 0 | 0 | 0 | 0 | 0 | 0 | 300380 | 0 | 0 | 0 | 0
57531 | Bingham Wind | Novatus Energy | ME | 100% | FALSE | 490763 | 0 | 0 | 0 | 0 | 0 | 0 | 0 | 490763 | 0 | 0 | 0 | 0
57534 | Solar Photovoltaic Project #32 | Edison International | CA | 100% | TRUE | 2351 | 0 | 0 | 0 | 0 | 0 | 0 | 0 | 2351 | 0 | 0 | 0 | 0
57535 | Solar Photovoltaic Project #33 | Edison International | CA | 100% | TRUE | 1640 | 0 | 0 | 0 | 0 | 0 | 0 | 0 | 1640 | 0 | 0 | 0 | 0
57540 | Solar Photovoltaic Project #44 | Edison International | CA | 100% | TRUE | 8952 | 0 | 0 | 0 | 0 | 0 | 0 | 0 | 8952 | 0 | 0 | 0 | 0
57544 | California State University San Bernardi | Edison International | CA | 100% | TRUE | 7859 | 7859 | 0 | 7859 | 0 | 0 | 0 | 0 | 0 | 2547.364 | 0 | 0 | 0
57547 | Winona County Wind LLC | Winona County Wind LLC | MN | 100% | FALSE | 123 | 0 | 0 | 0 | 0 | 0 | 0 | 0 | 123 | 0 | 0 | 0 | 0
57549 | South Hurlburt Wind LLC | Caithness Energy | OR | 100% | FALSE | 492996 | 0 | 0 | 0 | 0 | 0 | 0 | 0 | 492996 | 0 | 0 | 0 | 0
57550 | Horseshoe Bend Wind LLC | Caithness Energy | OR | 100% | FALSE | 519051 | 0 | 0 | 0 | 0 | 0 | 0 | 0 | 519051 | 0 | 0 | 0 | 0
57551 | Garland Canal Power Plant | Shoshone Irrigation District | WY | 100% | FALSE | 7633.59 | 0 | 0 | 0 | 0 | 0 | 7633.59 | 0 | 0 | 0 | 0 | 0 | 0
57553 | Shirley Wind | Duke | WI | 100% | TRUE | 61479 | 0 | 0 | 0 | 0 | 0 | 0 | 0 | 61479 | 0 | 0 | 0 | 0
57554 | AFA Solar Farm | Solar Star Colorado II LLC | CO | 100% | FALSE | 11203 | 0 | 0 | 0 | 0 | 0 | 0 | 0 | 11203 | 0 | 0 | 0 | 0
57555 | Pio Pico Energy Center | IIF BH Investments | CA | 100% | FALSE | 168449 | 168449 | 0 | 168449 | 0 | 0 | 0 | 0 | 0 | 100736.657 | 0.509 | 10.199 | 0
57556 | La Senita | Fortis | AZ | 100% | TRUE | 2167 | 0 | 0 | 0 | 0 | 0 | 0 | 0 | 2167 | 0 | 0 | 0 | 0
57557 | Sunnyvale City of WPCP | Sunnyvale City of WPCP | CA | 100% | FALSE | 8328 | 2247.28 | 0 | 2247.28 | 0 | 0 | 0 | 6080.72 | 0 | 1545.4491 | 0 | 0 | 0
57559 | Sunset Reservoir North Basin | Duke | CA | 100% | TRUE | 6545 | 0 | 0 | 0 | 0 | 0 | 0 | 0 | 6545 | 0 | 0 | 0 | 0
57560 | Chino Solar Valley | Pinnacle West | AZ | 100% | TRUE | 41738 | 0 | 0 | 0 | 0 | 0 | 0 | 0 | 41738 | 0 | 0 | 0 | 0
57561 | Cotton Center Solar | Pinnacle West | AZ | 100% | TRUE | 32594 | 0 | 0 | 0 | 0 | 0 | 0 | 0 | 32594 | 0 | 0 | 0 | 0
57562 | Paloma Solar | Pinnacle West | AZ | 100% | TRUE | 38592 | 0 | 0 | 0 | 0 | 0 | 0 | 0 | 38592 | 0 | 0 | 0 | 0
57563 | Hyder Solar | Pinnacle West | AZ | 100% | TRUE | 38483 | 0 | 0 | 0 | 0 | 0 | 0 | 0 | 38483 | 0 | 0 | 0 | 0
57564 | Algonquin Power Sanger LLC | Algonquin Power | CA | 100% | FALSE | 88624 | 88624 | 0 | 88624 | 0 | 0 | 0 | 0 | 0 | 43303.4341 | 0.063 | 1.953 | 0
57565 | RP-Orlando, LLC | RP-Orlando, LLC | FL | 100% | FALSE | 9156 | 0 | 0 | 0 | 0 | 0 | 0 | 0 | 9156 | 0 | 0 | 0 | 0
57566 | GE 1.7-100 Prototype | General Electric | CA | 100% | TRUE | 3890 | 0 | 0 | 0 | 0 | 0 | 0 | 0 | 3890 | 0 | 0 | 0 | 0
57568 | Record Hill Wind | Record Hill Wind LLC | ME | 100% | FALSE | 122428 | 0 | 0 | 0 | 0 | 0 | 0 | 0 | 122428 | 0 | 0 | 0 | 0
57570 | Cooper Farms VW Project | V.H. Cooper & Co., Inc. | OH | 100% | FALSE | 13661 | 0 | 0 | 0 | 0 | 0 | 0 | 0 | 13661 | 0 | 0 | 0 | 0
57573 | CCCSD Wastewater Treatment Plnt | Central Contra Costa Sanitary District | CA | 100% | FALSE | 19248.18 | 19248.18 | 0 | 19248.18 | 0 | 0 | 0 | 0 | 0 | 7121.1757 | 0 | 0 | 0
57578 | PaTu Wind Farm LLC | PaTu Wind Farm LLC | OR | 100% | FALSE | 24519 | 0 | 0 | 0 | 0 | 0 | 0 | 0 | 24519 | 0 | 0 | 0 | 0
57579 | Robert O Schulz Solar Farm | South San Joaquin Irr District | CA | 100% | FALSE | 2867 | 0 | 0 | 0 | 0 | 0 | 0 | 0 | 2867 | 0 | 0 | 0 | 0
57580 | Broadridge Cogen | Broadridge Customer Communications | CA | 100% | FALSE | 12606 | 12606 | 0 | 12606 | 0 | 0 | 0 | 0 | 0 | 8049.0997 | 0 | 0 | 0
57581 | Allenwood | Energy Power Partners | PA | 100% | FALSE | 24611 | 0 | 0 | 0 | 0 | 0 | 0 | 24611 | 0 | 0 | 0 | 0 | 0
57582 | Lycoming County | Energy Power Partners | PA | 100% | FALSE | 23582 | 0 | 0 | 0 | 0 | 0 | 0 | 23582 | 0 | 0 | 0 | 0 | 0
57583 | Battery Energy Storage System | Golden Valley Elec Assn Inc | AK | 100% | FALSE | 0 | 0 | 0 | 0 | 0 | 0 | 0 | 0 | 0 | 0 | 0 | 0 | 0
57584 | University of California San Diego | University of California San Diego | CA | 100% | FALSE | 209168 | 209168 | 0 | 209168 | 0 | 0 | 0 | 0 | 0 | 78597.7446 | 0 | 0 | 0
57585 | Oxnard Paper Mill | New-Indy, Oxnard LLC | CA | 100% | FALSE | 196979 | 196979 | 0 | 196979 | 0 | 0 | 0 | 0 | 0 | 63214.7895 | 0 | 0 | 0
57588 | Matrix Stults Road Solar Facility | PSEG | NJ | 100% | TRUE | 3567 | 0 | 0 | 0 | 0 | 0 | 0 | 0 | 3567 | 0 | 0 | 0 | 0
57589 | Long Island Solar Farm LLC | Long Island Solar Farm LLC | NY | 100% | FALSE | 47311 | 0 | 0 | 0 | 0 | 0 | 0 | 0 | 47311 | 0 | 0 | 0 | 0
57590 | Minco Wind I, LLC | NextEra Energy | OK | 100% | TRUE | 301747 | 0 | 0 | 0 | 0 | 0 | 0 | 0 | 301747 | 0 | 0 | 0 | 0
57591 | Hatch Solar Energy Center I, LLC | NextEra Energy | NM | 100% | TRUE | 11694 | 0 | 0 | 0 | 0 | 0 | 0 | 0 | 11694 | 0 | 0 | 0 | 0
57594 | Teichert Materials-Teichert Vernalis | Foundation Windpower | CA | 100% | FALSE | 1839 | 0 | 0 | 0 | 0 | 0 | 0 | 0 | 1839 | 0 | 0 | 0 | 0
57595 | Pinnacle Wind Force LLC | NRG | WV | 75.9% | TRUE | 139364.544 | 0 | 0 | 0 | 0 | 0 | 0 | 0 | 139364.544 | 0 | 0 | 0 | 0
57595 | Pinnacle Wind Force LLC | NRG Yield Op. | WV | 24.1% | FALSE | 44251.456 | 0 | 0 | 0 | 0 | 0 | 0 | 0 | 44251.456 | 0 | 0 | 0 | 0
57597 | Cana Gas Processing Plant | EnLink Midstream Services, LLC | OK | 100% | FALSE | 855.54 | 855.54 | 0 | 0 | 855.54 | 0 | 0 | 0 | 0 | 671.0996 | 0 | 0 | 0
57598 | Bridge Street 1 & 2 | Connecticut Mun Elec Engy Coop | CT | 100% | FALSE | 145 | 145 | 0 | 0 | 145 | 0 | 0 | 0 | 0 | 340.6857 | 0 | 0 | 0
57599 | Fort Hill 1, 2, 3 & 4 | Connecticut Mun Elec Engy Coop | CT | 100% | FALSE | 920 | 920 | 0 | 0 | 920 | 0 | 0 | 0 | 0 | 794.1997 | 0 | 0 | 0
57600 | Fishers Island 1 | Connecticut Mun Elec Engy Coop | NY | 100% | FALSE | 192 | 192 | 0 | 0 | 192 | 0 | 0 | 0 | 0 | 160.6824 | 0 | 0 | 0
57601 | Gary Court 1 & 2 | Connecticut Mun Elec Engy Coop | CT | 100% | FALSE | 539 | 539 | 0 | 0 | 539 | 0 | 0 | 0 | 0 | 461.2587 | 0 | 0 | 0
57602 | Jewett City 1 | Connecticut Mun Elec Engy Coop | CT | 100% | FALSE | 281 | 281 | 0 | 0 | 281 | 0 | 0 | 0 | 0 | 230.0587 | 0 | 0 | 0
57603 | LNG 1 & 2 | Connecticut Mun Elec Engy Coop | CT | 100% | FALSE | 577 | 577 | 0 | 0 | 577 | 0 | 0 | 0 | 0 | 472.998 | 0 | 0 | 0
57604 | Lebanon Pines 1 & 2 | Connecticut Mun Elec Engy Coop | CT | 100% | FALSE | 536 | 536 | 0 | 0 | 536 | 0 | 0 | 0 | 0 | 428.5678 | 0 | 0 | 0
57605 | Water Treatment 1 & 2 | Connecticut Mun Elec Engy Coop | CT | 100% | FALSE | 518 | 518 | 0 | 0 | 518 | 0 | 0 | 0 | 0 | 465.824 | 0 | 0 | 0
57606 | Eastside WWTP | Town Of High Point | NC | 100% | FALSE | 361 | 361 | 0 | 0 | 361 | 0 | 0 | 0 | 0 | 319.0821 | 0 | 0 | 0
57607 | Ward WTP | Town Of High Point | NC | 100% | FALSE | 118 | 118 | 0 | 0 | 118 | 0 | 0 | 0 | 0 | 115.6815 | 0 | 0 | 0
57608 | Westside WWTP | Town Of High Point | NC | 100% | FALSE | 113 | 113 | 0 | 0 | 113 | 0 | 0 | 0 | 0 | 103.0454 | 0 | 0 | 0
57609 | New Harvest Wind Project LLC | Avangrid | IA | 100% | TRUE | 284824 | 0 | 0 | 0 | 0 | 0 | 0 | 0 | 284824 | 0 | 0 | 0 | 0
57613 | LE Wind Turbine 1 | Lincoln Electric Company | OH | 100% | FALSE | 5360 | 0 | 0 | 0 | 0 | 0 | 0 | 0 | 5360 | 0 | 0 | 0 | 0
57614 | Waverly Wind Farm LLC | EDP | KS | 100% | TRUE | 837740 | 0 | 0 | 0 | 0 | 0 | 0 | 0 | 837740 | 0 | 0 | 0 | 0
57616 | Blue Canyon Windpower VI LLC | EDP | OK | 100% | TRUE | 383248 | 0 | 0 | 0 | 0 | 0 | 0 | 0 | 383248 | 0 | 0 | 0 | 0
57617 | Hidalgo Wind Farm LLC | EDP | TX | 100% | TRUE | 884390 | 0 | 0 | 0 | 0 | 0 | 0 | 0 | 884390 | 0 | 0 | 0 | 0
57620 | Paulding Wind Farm II | EDP | OH | 100% | TRUE | 344899 | 0 | 0 | 0 | 0 | 0 | 0 | 0 | 344899 | 0 | 0 | 0 | 0
57621 | Rising Tree Wind Farm | EDP | CA | 100% | TRUE | 248107 | 0 | 0 | 0 | 0 | 0 | 0 | 0 | 248107 | 0 | 0 | 0 | 0
57624 | Norwich WWTP | City of Norwich - (CT) | CT | 100% | FALSE | 55 | 55 | 0 | 0 | 55 | 0 | 0 | 0 | 0 | 57.8 | 0 | 0 | 0
57626 | Foundation ST | Foundation Windpower | CA | 100% | FALSE | 3500 | 0 | 0 | 0 | 0 | 0 | 0 | 0 | 3500 | 0 | 0 | 0 | 0
57628 | Meadow Lake Wind Farm V LLC | EDP | IN | 100% | TRUE | 134859 | 0 | 0 | 0 | 0 | 0 | 0 | 0 | 134859 | 0 | 0 | 0 | 0
57630 | Long Creek Waste Water Plant | Gastonia City of | NC | 100% | FALSE | 282 | 282 | 0 | 0 | 282 | 0 | 0 | 0 | 0 | 247.5862 | 0 | 0 | 0
57631 | Wolverine | Wolverine Wind Energy, LLC | IA | 100% | FALSE | 5558 | 0 | 0 | 0 | 0 | 0 | 0 | 0 | 5558 | 0 | 0 | 0 | 0
57632 | Bulldog | Bulldog Wind Energy, LLC | IA | 100% | FALSE | 5950 | 0 | 0 | 0 | 0 | 0 | 0 | 0 | 5950 | 0 | 0 | 0 | 0
57636 | Auburn LFG Energy Facility | City of Auburn, New York | NY | 100% | FALSE | 0 | 0 | 0 | 0 | 0 | 0 | 0 | 0 | 0 | 0 | 0 | 0 | 0
57637 | Union City Wind Turbine | Performance Services | IN | 100% | FALSE | 0 | 0 | 0 | 0 | 0 | 0 | 0 | 0 | 0 | 0 | 0 | 0 | 0
57638 | Randolph Eastern School Wind Turbine | Performance Services | IN | 100% | FALSE | 778 | 0 | 0 | 0 | 0 | 0 | 0 | 0 | 778 | 0 | 0 | 0 | 0
57640 | 500 Virginia Solar | 500 Virginia Solar, LP | PA | 100% | FALSE | 1174 | 0 | 0 | 0 | 0 | 0 | 0 | 0 | 1174 | 0 | 0 | 0 | 0
57643 | Vestas Towers America, Inc. | Vestas | CO | 100% | FALSE | 2898 | 0 | 0 | 0 | 0 | 0 | 0 | 0 | 2898 | 0 | 0 | 0 | 0
57644 | Prairie Rose Wind Farm | Enel | MN | 25.5% | TRUE | 172725.525 | 0 | 0 | 0 | 0 | 0 | 0 | 0 | 172725.525 | 0 | 0 | 0 | 0
57644 | Prairie Rose Wind Farm | General Electric | MN | 74.5% | TRUE | 504629.475 | 0 | 0 | 0 | 0 | 0 | 0 | 0 | 504629.475 | 0 | 0 | 0 | 0
57645 | City & County of Denver at Denver Int'l | Exelon | CO | 51% | TRUE | 3529.2 | 0 | 0 | 0 | 0 | 0 | 0 | 0 | 3529.2 | 0 | 0 | 0 | 0
57645 | City & County of Denver at Denver Int'l | ExGen Renewables Partners, LLC | CO | 49% | FALSE | 3390.8 | 0 | 0 | 0 | 0 | 0 | 0 | 0 | 3390.8 | 0 | 0 | 0 | 0
57646 | McCormick & Co. Inc. at Belcamp | Exelon | MD | 100% | TRUE | 2365 | 0 | 0 | 0 | 0 | 0 | 0 | 0 | 2365 | 0 | 0 | 0 | 0
57647 | Toys R Us- DE, Inc. at Mt. Olive, NJ | Exelon | NJ | 100% | TRUE | 4913 | 0 | 0 | 0 | 0 | 0 | 0 | 0 | 4913 | 0 | 0 | 0 | 0
57648 | Zotos International WPGF | Zotos International | NY | 100% | FALSE | 1233.49 | 0 | 0 | 0 | 0 | 0 | 0 | 0 | 1233.49 | 0 | 0 | 0 | 0
57649 | Elm Creek Wind II LLC | Avangrid | MN | 100% | TRUE | 391730 | 0 | 0 | 0 | 0 | 0 | 0 | 0 | 391730 | 0 | 0 | 0 | 0
57650 | Regulus Solar Project | Brookfield | CA | 51% | TRUE | 78740.43 | 0 | 0 | 0 | 0 | 0 | 0 | 0 | 78740.43 | 0 | 0 | 0 | 0
57650 | Regulus Solar Project | TerraForm Power | CA | 49% | FALSE | 75652.57 | 0 | 0 | 0 | 0 | 0 | 0 | 0 | 75652.57 | 0 | 0 | 0 | 0
57652 | Yamhill Solar LLC | EDF | OR | 100% | TRUE | 914 | 0 | 0 | 0 | 0 | 0 | 0 | 0 | 914 | 0 | 0 | 0 | 0
57653 | Oregon State University Energy Center | Oregon State University | OR | 100% | FALSE | 40312 | 40312 | 0 | 40299.036 | 12.964 | 0 | 0 | 0 | 0 | 9802.6888 | 0 | 0 | 0
57655 | Bakersfield College Solar 01 | Kern Community College District | CA | 100% | FALSE | 0 | 0 | 0 | 0 | 0 | 0 | 0 | 0 | 0 | 0 | 0 | 0 | 0
57656 | Temescal Canyon RV, LLC | Temescal Canyon RV, LLC | CA | 100% | FALSE | 2229 | 0 | 0 | 0 | 0 | 0 | 0 | 0 | 2229 | 0 | 0 | 0 | 0
57657 | Avra Valley Solar | NRG | AZ | 75.9% | TRUE | 55957.275 | 0 | 0 | 0 | 0 | 0 | 0 | 0 | 55957.275 | 0 | 0 | 0 | 0
57657 | Avra Valley Solar | NRG Yield Op. | AZ | 24.1% | FALSE | 17767.725 | 0 | 0 | 0 | 0 | 0 | 0 | 0 | 17767.725 | 0 | 0 | 0 | 0
57660 | Vineland Mays Landing Solar | NJR Clean Energy Ventures Corporation | NJ | 100% | FALSE | 6728 | 0 | 0 | 0 | 0 | 0 | 0 | 0 | 6728 | 0 | 0 | 0 | 0
57661 | Manalapan Village Solar | NJR Clean Energy Ventures Corporation | NJ | 100% | FALSE | 4242 | 0 | 0 | 0 | 0 | 0 | 0 | 0 | 4242 | 0 | 0 | 0 | 0
57662 | McGraw Hill Solar | NJR Clean Energy Ventures Corporation | NJ | 100% | FALSE | 17154 | 0 | 0 | 0 | 0 | 0 | 0 | 0 | 17154 | 0 | 0 | 0 | 0
57664 | Astoria Energy II | ENGIE | NY | 27.8% | FALSE | 717785.9931 | 717785.9931 | 0 | 710729.8933 | 7056.0998 | 0 | 0 | 0 | 0 | 315194.3676 | 0 | 0 | 0
57664 | Astoria Energy II | Astoria Energy II LLC | NY | 72.2% | FALSE | 1864178.0109 | 1864178.0109 | 0 | 1845852.4567 | 18325.5542 | 0 | 0 | 0 | 0 | 818598.3215 | 0 | 0 | 0
57665 | SAF Hydroelectric LLC | Brookfield | MN | 100% | TRUE | 41646 | 0 | 0 | 0 | 0 | 0 | 41646 | 0 | 0 | 0 | 0 | 0 | 0
57666 | Foxwoods CoGen | Foxwoods Resort Casino | CT | 100% | FALSE | 124835.12 | 124835.12 | 0 | 124835.12 | 0 | 0 | 0 | 0 | 0 | 39482.5635 | 0 | 0 | 0
57667 | Seabrook Solar Plant | SBS Energy Partners LLC | NJ | 100% | FALSE | 10441 | 0 | 0 | 0 | 0 | 0 | 0 | 0 | 10441 | 0 | 0 | 0 | 0
57668 | CASD Solar | Carlisle Area School District | PA | 100% | FALSE | 0 | 0 | 0 | 0 | 0 | 0 | 0 | 0 | 0 | 0 | 0 | 0 | 0
57669 | SMUD at Grundman | Exelon | CA | 51% | TRUE | 16295.52 | 0 | 0 | 0 | 0 | 0 | 0 | 0 | 16295.52 | 0 | 0 | 0 | 0
57669 | SMUD at Grundman | ExGen Renewables Partners, LLC | CA | 49% | FALSE | 15656.48 | 0 | 0 | 0 | 0 | 0 | 0 | 0 | 15656.48 | 0 | 0 | 0 | 0
57670 | SMUD at Van Conett | Exelon | CA | 51% | TRUE | 2704.02 | 0 | 0 | 0 | 0 | 0 | 0 | 0 | 2704.02 | 0 | 0 | 0 | 0
57670 | SMUD at Van Conett | ExGen Renewables Partners, LLC | CA | 49% | FALSE | 2597.98 | 0 | 0 | 0 | 0 | 0 | 0 | 0 | 2597.98 | 0 | 0 | 0 | 0
57671 | SMUD at Fleshman | Exelon | CA | 51% | TRUE | 2697.9 | 0 | 0 | 0 | 0 | 0 | 0 | 0 | 2697.9 | 0 | 0 | 0 | 0
57671 | SMUD at Fleshman | ExGen Renewables Partners, LLC | CA | 49% | FALSE | 2592.1 | 0 | 0 | 0 | 0 | 0 | 0 | 0 | 2592.1 | 0 | 0 | 0 | 0
57672 | Oakdale Renewable Energy Plant | University of Iowa | IA | 100% | FALSE | 2396.1 | 2396.1 | 0 | 2396.1 | 0 | 0 | 0 | 0 | 0 | 1468.8868 | 0 | 0 | 0
57673 | Macys Goodyear | Macys Corporate Services, Inc | AZ | 100% | FALSE | 4989.6 | 0 | 0 | 0 | 0 | 0 | 0 | 0 | 4989.6 | 0 | 0 | 0 | 0
57674 | Indian Orchard PV Facility | Eversource | MA | 100% | FALSE | 2079 | 0 | 0 | 0 | 0 | 0 | 0 | 0 | 2079 | 0 | 0 | 0 | 0
57675 | Pioneer Trail Wind Farm, LLC | E.ON | IL | 100% | TRUE | 467551 | 0 | 0 | 0 | 0 | 0 | 0 | 0 | 467551 | 0 | 0 | 0 | 0
57676 | Silver Lake Solar Photovoltaic Facility | Eversource | MA | 100% | FALSE | 1815 | 0 | 0 | 0 | 0 | 0 | 0 | 0 | 1815 | 0 | 0 | 0 | 0
57677 | Murphy Farm Power, LLC | Murphy Farm Power, LLC | NC | 100% | FALSE | 1250 | 0 | 0 | 0 | 0 | 0 | 0 | 0 | 1250 | 0 | 0 | 0 | 0
57678 | Post Rock Wind Power Project, LLC | Pattern Energy | KS | 100% | FALSE | 780674 | 0 | 0 | 0 | 0 | 0 | 0 | 0 | 780674 | 0 | 0 | 0 | 0
57680 | Arlington Valley Solar Energy II | LS Power | AZ | 100% | TRUE | 357988 | 0 | 0 | 0 | 0 | 0 | 0 | 0 | 357988 | 0 | 0 | 0 | 0
57682 | City of Madera WWTP | SunEdison | CA | 100% | FALSE | 1657 | 0 | 0 | 0 | 0 | 0 | 0 | 0 | 1657 | 0 | 0 | 0 | 0
57684 | Goodsprings Waste Heat Recovery | Berkshire Hathaway Energy | NV | 100% | TRUE | 31566 | 0 | 0 | 0 | 0 | 0 | 0 | 31566 | 0 | 0 | 0 | 0 | 0
57685 | Rinehart | Humphrey Realty | FL | 100% | FALSE | 0 | 0 | 0 | 0 | 0 | 0 | 0 | 0 | 0 | 0 | 0 | 0 | 0
57687 | CS Murphy Point, LLC | CS Murphy Point, LLC | NC | 100% | FALSE | 1345 | 0 | 0 | 0 | 0 | 0 | 0 | 0 | 1345 | 0 | 0 | 0 | 0
57689 | Norden 1-3 | Connecticut Mun Elec Engy Coop | CT | 100% | FALSE | 84 | 84 | 0 | 0 | 84 | 0 | 0 | 0 | 0 | 67.0121 | 0 | 0 | 0
57690 | Turnbull Hydro | Turnbull Hydro LLC | MT | 100% | FALSE | 29302 | 0 | 0 | 0 | 0 | 0 | 29302 | 0 | 0 | 0 | 0 | 0 | 0
57693 | DOE Golden NWTC Turbine Side | US Dept of Energy | CO | 17.05% | FALSE | 208.8068 | 0 | 0 | 0 | 0 | 0 | 0 | 0 | 208.8068 | 0 | 0 | 0 | 0
57694 | DOE Golden NREL Main Campus | US Dept of Energy | CO | 63.64% | FALSE | 1781.8182 | 0 | 0 | 0 | 0 | 0 | 0 | 0 | 1781.8182 | 0 | 0 | 0 | 0
57695 | Topaz Solar Farm | Berkshire Hathaway Energy | CA | 100% | TRUE | 1237532 | 0 | 0 | 0 | 0 | 0 | 0 | 0 | 1237532 | 0 | 0 | 0 | 0
57696 | Power Generation Station (PGS) 2 | East Bay Municipal Util Dist | CA | 100% | FALSE | 22773 | 0 | 0 | 0 | 0 | 0 | 0 | 22773 | 0 | 0 | 0 | 0 | 0
57699 | Webberville Solar Project | Brookfield | TX | 51% | TRUE | 31846.44 | 0 | 0 | 0 | 0 | 0 | 0 | 0 | 31846.44 | 0 | 0 | 0 | 0
57699 | Webberville Solar Project | TerraForm Power | TX | 49% | FALSE | 30597.56 | 0 | 0 | 0 | 0 | 0 | 0 | 0 | 30597.56 | 0 | 0 | 0 | 0
57700 | Vasco Winds | NextEra Energy | CA | 100% | TRUE | 228841 | 0 | 0 | 0 | 0 | 0 | 0 | 0 | 228841 | 0 | 0 | 0 | 0
57701 | Montezuma Wind II | NextEra Energy | CA | 100% | TRUE | 196047 | 0 | 0 | 0 | 0 | 0 | 0 | 0 | 196047 | 0 | 0 | 0 | 0
57702 | Signal Hill West Unit | Signal Hill Petroleum, Inc | CA | 100% | FALSE | 38979 | 0 | 0 | 0 | 0 | 0 | 0 | 38979 | 0 | 38309.7273 | 0 | 0 | 0
57706 | Blue Water Renewables Inc | DTE Energy | MI | 100% | TRUE | 24134 | 0 | 0 | 0 | 0 | 0 | 0 | 24134 | 0 | 0 | 0 | 0 | 0
57707 | Mesquite Solar 1 | Sempra | AZ | 50% | TRUE | 206867 | 0 | 0 | 0 | 0 | 0 | 0 | 0 | 206867 | 0 | 0 | 0 | 0
57707 | Mesquite Solar 1 | ConEdison | AZ | 50% | FALSE | 206867 | 0 | 0 | 0 | 0 | 0 | 0 | 0 | 206867 | 0 | 0 | 0 | 0
57708 | Catalina Solar LLC | EDF | CA | 100% | TRUE | 269220 | 0 | 0 | 0 | 0 | 0 | 0 | 0 | 269220 | 0 | 0 | 0 | 0
57713 | Rohr Inc, a UTC Aerospace Systems Company | UTAS Aerostructures | CA | 100% | FALSE | 20005 | 20005 | 0 | 19679.232 | 325.768 | 0 | 0 | 0 | 0 | 10168.6613 | 0 | 0 | 0
57714 | City of Palo Alto | City of Palo Alto | CA | 100% | FALSE | 13 | 13 | 0 | 13 | 0 | 0 | 0 | 0 | 0 | 11.4551 | 0 | 0 | 0
57715 | Watkins Manufacturing Co. | Watkins Manufacturing Corporation | CA | 100% | FALSE | 3315.34 | 3315.34 | 0 | 3315.34 | 0 | 0 | 0 | 0 | 0 | 4309.1164 | 0 | 0 | 0
57723 | Johnson Matthey, Inc. Solar | Exelon | NJ | 100% | TRUE | 6334 | 0 | 0 | 0 | 0 | 0 | 0 | 0 | 6334 | 0 | 0 | 0 | 0
57724 | NJMC Landfill | PSEG | NJ | 100% | TRUE | 3745 | 0 | 0 | 0 | 0 | 0 | 0 | 0 | 3745 | 0 | 0 | 0 | 0
57725 | Shiloh IV Wind Project LLC | EDF | CA | 100% | TRUE | 268221 | 0 | 0 | 0 | 0 | 0 | 0 | 0 | 268221 | 0 | 0 | 0 | 0
57726 | Summit Associates | PSEG | NJ | 100% | TRUE | 2387 | 0 | 0 | 0 | 0 | 0 | 0 | 0 | 2387 | 0 | 0 | 0 | 0
57727 | BlackRock-Matrix | PSEG | NJ | 100% | TRUE | 3511 | 0 | 0 | 0 | 0 | 0 | 0 | 0 | 3511 | 0 | 0 | 0 | 0
57728 | Mill Creek Solar | PSEG | NJ | 100% | TRUE | 5237 | 0 | 0 | 0 | 0 | 0 | 0 | 0 | 5237 | 0 | 0 | 0 | 0
57729 | Lake Hodges Hydroelectric Facility | San Diego County Water Auth | CA | 100% | FALSE | 0 | 0 | 0 | 0 | 0 | 0 | 0 | 0 | 0 | 0 | 0 | 0 | 0
57732 | UMM Wind Turbine | University of Minnestoa Morris Campus | MN | 100% | FALSE | 5061 | 0 | 0 | 0 | 0 | 0 | 0 | 0 | 5061 | 0 | 0 | 0 | 0
57733 | Benjamin Moore & Co. Solar | Exelon | NJ | 100% | TRUE | 1792 | 0 | 0 | 0 | 0 | 0 | 0 | 0 | 1792 | 0 | 0 | 0 | 0
57734 | Cherry Hill | NFI Solar LLC | NJ | 100% | FALSE | 1358 | 0 | 0 | 0 | 0 | 0 | 0 | 0 | 1358 | 0 | 0 | 0 | 0
57735 | UCSD Fuel Cell Plant | BioFuels Point Loma LLC | CA | 100% | FALSE | 20413 | 10162.962 | 0 | 10162.962 | 0 | 0 | 0 | 10250.038 | 0 | 5450.0708 | 0 | 0 | 0
57741 | Suzlon Project VIII LLC | Suzlon Project VIII LLC | TX | 100% | FALSE | 10929 | 0 | 0 | 0 | 0 | 0 | 0 | 0 | 10929 | 0 | 0 | 0 | 0
57742 | Vineland Headquarters | NFI Solar LLC | NJ | 100% | FALSE | 1528 | 0 | 0 | 0 | 0 | 0 | 0 | 0 | 1528 | 0 | 0 | 0 | 0
57744 | Laurel Hill Wind | Duke | PA | 100% | TRUE | 170685 | 0 | 0 | 0 | 0 | 0 | 0 | 0 | 170685 | 0 | 0 | 0 | 0
57745 | The City of Vineland at West Vineland | Exelon | NJ | 100% | TRUE | 6335 | 0 | 0 | 0 | 0 | 0 | 0 | 0 | 6335 | 0 | 0 | 0 | 0
57746 | The City of Vineland at North Vineland | Exelon | NJ | 100% | TRUE | 3901 | 0 | 0 | 0 | 0 | 0 | 0 | 0 | 3901 | 0 | 0 | 0 | 0
57747 | FedEx Field Solar Facility | NRG | MD | 100% | TRUE | 2004 | 0 | 0 | 0 | 0 | 0 | 0 | 0 | 2004 | 0 | 0 | 0 | 0
57748 | Gordon Butte Wind LLC | Gordon Butte Wind LLC | MT | 100% | FALSE | 37147 | 0 | 0 | 0 | 0 | 0 | 0 | 0 | 37147 | 0 | 0 | 0 | 0
57749 | Sawtooth Wind Project | Idaho Winds LLC | ID | 100% | FALSE | 52380 | 0 | 0 | 0 | 0 | 0 | 0 | 0 | 52380 | 0 | 0 | 0 | 0
57750 | Maple Solar | NFI Solar LLC | NJ | 100% | FALSE | 4030 | 0 | 0 | 0 | 0 | 0 | 0 | 0 | 4030 | 0 | 0 | 0 | 0
57751 | Los Vientos Wind 1A | Duke | TX | 100% | TRUE | 662065 | 0 | 0 | 0 | 0 | 0 | 0 | 0 | 662065 | 0 | 0 | 0 | 0
57752 | Los Vientos Wind 1B | Duke | TX | 100% | TRUE | 596698 | 0 | 0 | 0 | 0 | 0 | 0 | 0 | 596698 | 0 | 0 | 0 | 0
57753 | SMUD at Lawrence | Exelon | CA | 51% | TRUE | 764.49 | 0 | 0 | 0 | 0 | 0 | 0 | 0 | 764.49 | 0 | 0 | 0 | 0
57753 | SMUD at Lawrence | ExGen Renewables Partners, LLC | CA | 49% | FALSE | 734.51 | 0 | 0 | 0 | 0 | 0 | 0 | 0 | 734.51 | 0 | 0 | 0 | 0
57754 | Frederick County LFGTE Facility | Frederick County Virginia | VA | 100% | FALSE | 11439 | 0 | 0 | 0 | 0 | 0 | 0 | 11439 | 0 | 0 | 0 | 0 | 0
57755 | TPW Petersburg | TPW Petersburg LLC | NE | 100% | FALSE | 159474 | 0 | 0 | 0 | 0 | 0 | 0 | 0 | 159474 | 0 | 0 | 0 | 0
57756 | Coastal Energy Project | Coastal Community Action Program | WA | 100% | FALSE | 0 | 0 | 0 | 0 | 0 | 0 | 0 | 0 | 0 | 0 | 0 | 0 | 0
57757 | Pacific Wind LLC | EDF | CA | 100% | TRUE | 309819 | 0 | 0 | 0 | 0 | 0 | 0 | 0 | 309819 | 0 | 0 | 0 | 0
57758 | Mount Saint Mary's | Exelon | MD | 51% | TRUE | 10665.12 | 0 | 0 | 0 | 0 | 0 | 0 | 0 | 10665.12 | 0 | 0 | 0 | 0
57758 | Mount Saint Mary's | ExGen Renewables Partners, LLC | MD | 49% | FALSE | 10246.88 | 0 | 0 | 0 | 0 | 0 | 0 | 0 | 10246.88 | 0 | 0 | 0 | 0
57759 | Consumer Operations LLC | Georgia Pacific | WA | 100% | FALSE | 74783.823 | 24708.039 | 0 | 24708.039 | 0 | 0 | 0 | 50075.784 | 0 | 6010.8462 | 0 | 0 | 0
57760 | Power County Wind Park South | Power County Wind Park South LLC | ID | 100% | FALSE | 58372 | 0 | 0 | 0 | 0 | 0 | 0 | 0 | 58372 | 0 | 0 | 0 | 0
57761 | Power County Wind Park North | Power County Wind Park North LLC | ID | 100% | FALSE | 64849 | 0 | 0 | 0 | 0 | 0 | 0 | 0 | 64849 | 0 | 0 | 0 | 0
57762 | Cimarron Wind Energy LLC | NextEra Energy | KS | 100% | TRUE | 695643 | 0 | 0 | 0 | 0 | 0 | 0 | 0 | 695643 | 0 | 0 | 0 | 0
57763 | Youngs Creek Hydroelectric Project | PUD 1 of Snohomish County | WA | 100% | FALSE | 16360 | 0 | 0 | 0 | 0 | 0 | 16360 | 0 | 0 | 0 | 0 | 0 | 0
57765 | Arizona Western College PV | Main Street Power | AZ | 100% | FALSE | 9020 | 0 | 0 | 0 | 0 | 0 | 0 | 0 | 9020 | 0 | 0 | 0 | 0
57766 | Rockland Wind Farm | DIF | ID | 50% | FALSE | 115917.5 | 0 | 0 | 0 | 0 | 0 | 0 | 0 | 115917.5 | 0 | 0 | 0 | 0
57766 | Rockland Wind Farm | ArcLight Capital | ID | 50% | TRUE | 115917.5 | 0 | 0 | 0 | 0 | 0 | 0 | 0 | 115917.5 | 0 | 0 | 0 | 0
57767 | Brown County Wind Turbine | Adams Electric Cooperative | IL | 100% | FALSE | 3468 | 0 | 0 | 0 | 0 | 0 | 0 | 0 | 3468 | 0 | 0 | 0 | 0
57768 | Longwood Gardens | Ecogy Pennsylvania Systems LLC | PA | 100% | FALSE | 2063 | 0 | 0 | 0 | 0 | 0 | 0 | 0 | 2063 | 0 | 0 | 0 | 0
57770 | South Bay Fuel Cell Plant | BioFuels Point Loma LLC | CA | 100% | FALSE | 7250 | 3505.298 | 0 | 3505.298 | 0 | 0 | 0 | 3744.702 | 0 | 1861.3419 | 0 | 0 | 0
57771 | Ameresco Butte County | Ameresco Butte County LLC | CA | 100% | FALSE | 16116 | 0 | 0 | 0 | 0 | 0 | 0 | 16116 | 0 | 0 | 0 | 0 | 0
57772 | Perdue Bridgeville Photovoltaic | WGL Energy Systems, Inc | DE | 100% | FALSE | 1840 | 0 | 0 | 0 | 0 | 0 | 0 | 0 | 1840 | 0 | 0 | 0 | 0
57773 | Palo Verde College | SSA Solar of CA 2 LLC | CA | 100% | FALSE | 2110 | 0 | 0 | 0 | 0 | 0 | 0 | 0 | 2110 | 0 | 0 | 0 | 0
57776 | FedEx Woodbridge | SSA Solar of NJ LLC | NJ | 100% | FALSE | 2420 | 0 | 0 | 0 | 0 | 0 | 0 | 0 | 2420 | 0 | 0 | 0 | 0
57777 | RE Dillard 1 | X-Elio North America Inc | CA | 100% | FALSE | 6834 | 0 | 0 | 0 | 0 | 0 | 0 | 0 | 6834 | 0 | 0 | 0 | 0
57778 | RE Kammerer 1 | X-Elio North America Inc | CA | 100% | FALSE | 11158 | 0 | 0 | 0 | 0 | 0 | 0 | 0 | 11158 | 0 | 0 | 0 | 0
57779 | RE Dillard 2 | X-Elio North America Inc | CA | 100% | FALSE | 6808 | 0 | 0 | 0 | 0 | 0 | 0 | 0 | 6808 | 0 | 0 | 0 | 0
57780 | RE Kammerer 2 | X-Elio North America Inc | CA | 100% | FALSE | 11373 | 0 | 0 | 0 | 0 | 0 | 0 | 0 | 11373 | 0 | 0 | 0 | 0
57781 | RE Dillard 3 | X-Elio North America Inc | CA | 100% | FALSE | 6820 | 0 | 0 | 0 | 0 | 0 | 0 | 0 | 6820 | 0 | 0 | 0 | 0
57782 | RE Kammerer 3 | X-Elio North America Inc | CA | 100% | FALSE | 11550 | 0 | 0 | 0 | 0 | 0 | 0 | 0 | 11550 | 0 | 0 | 0 | 0
57783 | RE Bruceville 1 | X-Elio North America Inc | CA | 100% | FALSE | 11160 | 0 | 0 | 0 | 0 | 0 | 0 | 0 | 11160 | 0 | 0 | 0 | 0
57784 | RE Bruceville 2 | X-Elio North America Inc | CA | 100% | FALSE | 11936 | 0 | 0 | 0 | 0 | 0 | 0 | 0 | 11936 | 0 | 0 | 0 | 0
57785 | RE Bruceville 3 | X-Elio North America Inc | CA | 100% | FALSE | 10797 | 0 | 0 | 0 | 0 | 0 | 0 | 0 | 10797 | 0 | 0 | 0 | 0
57788 | US GSA Heating and Transmission | US GSA Heating and Transmission | DC | 100% | FALSE | 19704 | 19704 | 0 | 19704 | 0 | 0 | 0 | 0 | 0 | 35829.2534 | 0 | 0 | 0
57789 | Peak Power 1 Cogen | Peak Power 1, LLC | NY | 100% | FALSE | 0 | 0 | 0 | 0 | 0 | 0 | 0 | 0 | 0 | 0 | 0 | 0 | 0
57790 | RE Bagdad Solar I LLC | Duke | AZ | 100% | TRUE | 34132 | 0 | 0 | 0 | 0 | 0 | 0 | 0 | 34132 | 0 | 0 | 0 | 0
57791 | Foundation AB | Foundation Windpower | CA | 100% | FALSE | 3350 | 0 | 0 | 0 | 0 | 0 | 0 | 0 | 3350 | 0 | 0 | 0 | 0
57792 | Foundation IE | Foundation Windpower | CA | 100% | FALSE | 473 | 0 | 0 | 0 | 0 | 0 | 0 | 0 | 473 | 0 | 0 | 0 | 0
57793 | Sonoma County Fuel Cell | The County of Sonoma | CA | 100% | FALSE | 8872 | 8872 | 0 | 8872 | 0 | 0 | 0 | 0 | 0 | 3345.7749 | 0 | 0 | 0
57795 | RE Ajo 1 LLC | ReEnergy | AZ | 100% | FALSE | 8488 | 0 | 0 | 0 | 0 | 0 | 0 | 0 | 8488 | 0 | 0 | 0 | 0
57796 | Golden Springs Building C-1 | Golden Springs Development Company LLC | CA | 100% | FALSE | 1894 | 0 | 0 | 0 | 0 | 0 | 0 | 0 | 1894 | 0 | 0 | 0 | 0
57797 | Golden Springs Building D | Golden Springs Development Company LLC | CA | 100% | FALSE | 2064 | 0 | 0 | 0 | 0 | 0 | 0 | 0 | 2064 | 0 | 0 | 0 | 0
57798 | OBP Cogen | OBP Cogen LLC | NY | 100% | FALSE | 31491 | 31491 | 0 | 31491 | 0 | 0 | 0 | 0 | 0 | 10382.206 | 0 | 0 | 0
57799 | ISH Solar Central, LLC | SunEdison | NJ | 100% | FALSE | 1792 | 0 | 0 | 0 | 0 | 0 | 0 | 0 | 1792 | 0 | 0 | 0 | 0
57800 | Bison 2 Wind Energy Center | ALLETE | ND | 100% | TRUE | 328922 | 0 | 0 | 0 | 0 | 0 | 0 | 0 | 328922 | 0 | 0 | 0 | 0
57801 | Bison 3 Wind Energy Center | ALLETE | ND | 100% | TRUE | 333816 | 0 | 0 | 0 | 0 | 0 | 0 | 0 | 333816 | 0 | 0 | 0 | 0
57802 | Magic Valley Wind Farm I LLC | E.ON | TX | 100% | TRUE | 676812 | 0 | 0 | 0 | 0 | 0 | 0 | 0 | 676812 | 0 | 0 | 0 | 0
57803 | Lime Wind | Lime Wind LLC | OR | 100% | FALSE | 5454 | 0 | 0 | 0 | 0 | 0 | 0 | 0 | 5454 | 0 | 0 | 0 | 0
57804 | Middlebury College | Middlebury College Biomass | VT | 100% | FALSE | 3124.37 | 1151.167 | 0 | 904.347 | 246.82 | 0 | 0 | 1973.203 | 0 | 339.1793 | 0 | 0 | 0
57805 | William Paterson University | Nautilus Solar WPU LLC | NJ | 100% | FALSE | 7275 | 0 | 0 | 0 | 0 | 0 | 0 | 0 | 7275 | 0 | 0 | 0 | 0
57806 | RE Dillard 4 | X-Elio North America Inc | CA | 100% | FALSE | 0 | 0 | 0 | 0 | 0 | 0 | 0 | 0 | 0 | 0 | 0 | 0 | 0
57807 | Coca Cola American Canyon | Bloom Energy | CA | 100% | FALSE | 3256 | 3256 | 0 | 3256 | 0 | 0 | 0 | 0 | 0 | 1715.7565 | 0 | 0 | 0
57815 | Titusville Solar | Janssen Pharmaceutical Co | NJ | 100% | FALSE | 6387 | 0 | 0 | 0 | 0 | 0 | 0 | 0 | 6387 | 0 | 0 | 0 | 0
57816 | RE McKenzie 1 | X-Elio North America Inc | CA | 100% | FALSE | 11848 | 0 | 0 | 0 | 0 | 0 | 0 | 0 | 11848 | 0 | 0 | 0 | 0
57817 | RE McKenzie 2 | X-Elio North America Inc | CA | 100% | FALSE | 11932 | 0 | 0 | 0 | 0 | 0 | 0 | 0 | 11932 | 0 | 0 | 0 | 0
57818 | RE McKenzie 3 | X-Elio North America Inc | CA | 100% | FALSE | 11330 | 0 | 0 | 0 | 0 | 0 | 0 | 0 | 11330 | 0 | 0 | 0 | 0
57819 | RE McKenzie 4 | X-Elio North America Inc | CA | 100% | FALSE | 11814 | 0 | 0 | 0 | 0 | 0 | 0 | 0 | 11814 | 0 | 0 | 0 | 0
57820 | RE McKenzie 5 | X-Elio North America Inc | CA | 100% | FALSE | 11005 | 0 | 0 | 0 | 0 | 0 | 0 | 0 | 11005 | 0 | 0 | 0 | 0
57821 | RE McKenzie 6 | X-Elio North America Inc | CA | 100% | FALSE | 12019 | 0 | 0 | 0 | 0 | 0 | 0 | 0 | 12019 | 0 | 0 | 0 | 0
57822 | Middletown Coke Company, LLC | SunCoke Energy, Inc. | OH | 100% | FALSE | 345686.998 | 605.058 | 0 | 605.058 | 0 | 0 | 0 | 345081.94 | 0 | 114803.0056 | 0 | 0 | 0
57823 | WCROC Wind Farm | University of Minnesota WCROC | MN | 100% | FALSE | 4453 | 0 | 0 | 0 | 0 | 0 | 0 | 0 | 4453 | 0 | 0 | 0 | 0
57824 | Onalaska Campus Landfill Biogas | Gundersen Lutheran Biogas I LLC | WI | 100% | FALSE | 5331 | 0 | 0 | 0 | 0 | 0 | 0 | 5331 | 0 | 0 | 0 | 0 | 0
57828 | Tulsa LFG LLC | Tulsa LFG LLC | OK | 100% | FALSE | 18916 | 0 | 0 | 0 | 0 | 0 | 0 | 18916 | 0 | 0 | 0 | 0 | 0
57829 | Glendale Energy Power Plant | Glendale Energy LLC | AZ | 100% | FALSE | 19446 | 0 | 0 | 0 | 0 | 0 | 0 | 19446 | 0 | 0 | 0 | 0 | 0
57831 | Heliocentric | Heliocentric LLC | CA | 100% | FALSE | 2982 | 0 | 0 | 0 | 0 | 0 | 0 | 0 | 2982 | 0 | 0 | 0 | 0
57833 | Mustang Hills LLC | Everpower Wind Holdings Inc | CA | 100% | FALSE | 289326 | 0 | 0 | 0 | 0 | 0 | 0 | 0 | 289326 | 0 | 0 | 0 | 0
57834 | Pinyon Pine I | Berkshire Hathaway Energy | CA | 100% | TRUE | 319578 | 0 | 0 | 0 | 0 | 0 | 0 | 0 | 319578 | 0 | 0 | 0 | 0
57836 | L-8 Solar Project | L-8 Solar Project LLC | CA | 100% | FALSE | 2868 | 0 | 0 | 0 | 0 | 0 | 0 | 0 | 2868 | 0 | 0 | 0 | 0
57837 | Pinyon Pine II | Berkshire Hathaway Energy | CA | 100% | TRUE | 230440 | 0 | 0 | 0 | 0 | 0 | 0 | 0 | 230440 | 0 | 0 | 0 | 0
57838 | Dartmouth II Solar | ConEdison | MA | 100% | FALSE | 3279 | 0 | 0 | 0 | 0 | 0 | 0 | 0 | 3279 | 0 | 0 | 0 | 0
57839 | Woodbridge Energy Center | CPV | NJ | 37.53% | FALSE | 1893492.0828 | 1893492.0828 | 0 | 1893492.0828 | 0 | 0 | 0 | 0 | 0 | 718292.5269 | 3.6261 | 34.6653 | 0
57839 | Woodbridge Energy Center | Toyota | NJ | 31.25% | FALSE | 1576648.75 | 1576648.75 | 0 | 1576648.75 | 0 | 0 | 0 | 0 | 0 | 598098.6269 | 3.0194 | 28.8647 | 0
57839 | Woodbridge Energy Center | Osaka Gas | NJ | 20% | FALSE | 1009055.2 | 1009055.2 | 0 | 1009055.2 | 0 | 0 | 0 | 0 | 0 | 382783.1212 | 1.9324 | 18.4734 | 0
57839 | Woodbridge Energy Center | John Hancock | NJ | 11.22% | FALSE | 566079.9672 | 566079.9672 | 0 | 566079.9672 | 0 | 0 | 0 | 0 | 0 | 214741.331 | 1.0841 | 10.3636 | 0
57840 | ISH Solar Hospital SDMC | SunEdison | CA | 100% | FALSE | 1443 | 0 | 0 | 0 | 0 | 0 | 0 | 0 | 1443 | 0 | 0 | 0 | 0
57841 | ISH Solar Hospital Downey | SunEdison | CA | 100% | FALSE | 1539 | 0 | 0 | 0 | 0 | 0 | 0 | 0 | 1539 | 0 | 0 | 0 | 0
57842 | Wabash Valley Power IGCC | Wabash Valley Power Assn, Inc | IN | 100% | FALSE | 48880 | 48880 | 0 | 48880 | 0 | 0 | 0 | 0 | 0 | 34535.009 | 0.174 | 14.035 | 0
57843 | SC Landfill Energy LLC | SC Landfill Energy LLC | NJ | 100% | FALSE | 5754 | 0 | 0 | 0 | 0 | 0 | 0 | 5754 | 0 | 0 | 0 | 0 | 0
57844 | Franklin County Wind Farm | Alliant Energy | IA | 100% | TRUE | 224727 | 0 | 0 | 0 | 0 | 0 | 0 | 0 | 224727 | 0 | 0 | 0 | 0
57845 | AC Landfill Energy LLC | AC Landfill Energy LLC | NJ | 100% | FALSE | 8240 | 0 | 0 | 0 | 0 | 0 | 0 | 8240 | 0 | 0 | 0 | 0 | 0
57846 | SX Landfill Energy LLC | SX Landfill Energy LLC | NJ | 100% | FALSE | 11232 | 0 | 0 | 0 | 0 | 0 | 0 | 11232 | 0 | 0 | 0 | 0 | 0
57847 | BC Landfill Energy LLC | BC Landfill Energy LLC | NJ | 100% | FALSE | 44515 | 0 | 0 | 0 | 0 | 0 | 0 | 44515 | 0 | 0 | 0 | 0 | 0
57851 | Sigel Wind Park | DTE Energy | MI | 100% | TRUE | 253927 | 0 | 0 | 0 | 0 | 0 | 0 | 0 | 253927 | 0 | 0 | 0 | 0
57852 | Minden Wind Park | DTE Energy | MI | 100% | TRUE | 111846 | 0 | 0 | 0 | 0 | 0 | 0 | 0 | 111846 | 0 | 0 | 0 | 0
57853 | McKinley Wind Park | DTE Energy | MI | 100% | TRUE | 52290 | 0 | 0 | 0 | 0 | 0 | 0 | 0 | 52290 | 0 | 0 | 0 | 0
57854 | North Hollywood | Los Angeles City | CA | 100% | TRUE | 0 | 0 | 0 | 0 | 0 | 0 | 0 | 0 | 0 | 0 | 0 | 0 | 0
57855 | Ipswich Wind Turbine | Town of Ipswich - (MA) | MA | 100% | FALSE | 3989 | 0 | 0 | 0 | 0 | 0 | 0 | 0 | 3989 | 0 | 0 | 0 | 0
57856 | Univ of California San Diego Solar | University of California San Diego | CA | 100% | FALSE | 3100 | 0 | 0 | 0 | 0 | 0 | 0 | 0 | 3100 | 0 | 0 | 0 | 0
57858 | Caney River Wind Project | Enel | KS | 100% | TRUE | 736597 | 0 | 0 | 0 | 0 | 0 | 0 | 0 | 736597 | 0 | 0 | 0 | 0
57860 | Industry MetroLink PV 1 | City of Industry | CA | 100% | FALSE | 1445.4 | 0 | 0 | 0 | 0 | 0 | 0 | 0 | 1445.4 | 0 | 0 | 0 | 0
57861 | Hidden Hollow Energy | Hidden Hollow Energy LLC | ID | 100% | FALSE | 20606 | 0 | 0 | 0 | 0 | 0 | 0 | 20606 | 0 | 0 | 0 | 0 | 0
57862 | Wildcat Wind Farm I, LLC | E.ON | IN | 100% | TRUE | 698176 | 0 | 0 | 0 | 0 | 0 | 0 | 0 | 698176 | 0 | 0 | 0 | 0
57863 | McKee City Solar Phase 2 | Marina Energy LLC | NJ | 100% | FALSE | 4197 | 0 | 0 | 0 | 0 | 0 | 0 | 0 | 4197 | 0 | 0 | 0 | 0
57864 | Stockton Athletic Center | Marina Energy LLC | NJ | 100% | FALSE | 1340 | 0 | 0 | 0 | 0 | 0 | 0 | 0 | 1340 | 0 | 0 | 0 | 0
57865 | Antelope Station | Golden Spread Electric Cooperative, Inc | TX | 100% | FALSE | 92551 | 92551 | 0 | 92551 | 0 | 0 | 0 | 0 | 0 | 52859.468 | 0.322 | 12.835 | 0
57866 | Golden Spread Panhandle Wnd Rch | Golden Spread Electric Cooperative, Inc | TX | 100% | FALSE | 201775 | 0 | 0 | 0 | 0 | 0 | 0 | 0 | 201775 | 0 | 0 | 0 | 0
57867 | Howard Wind Farm | Everpower Wind Holdings Inc | NY | 100% | FALSE | 133463 | 0 | 0 | 0 | 0 | 0 | 0 | 0 | 133463 | 0 | 0 | 0 | 0
57868 | L'Oreal Piscataway | Marina Energy LLC | NJ | 100% | FALSE | 2535 | 0 | 0 | 0 | 0 | 0 | 0 | 0 | 2535 | 0 | 0 | 0 | 0
57869 | Heller Industrial Parks | Marina Energy LLC | NJ | 100% | FALSE | 3362 | 0 | 0 | 0 | 0 | 0 | 0 | 0 | 3362 | 0 | 0 | 0 | 0
57870 | Castle Rock Vineyards | Castle Rock Cooling | CA | 100% | FALSE | 1640 | 0 | 0 | 0 | 0 | 0 | 0 | 0 | 1640 | 0 | 0 | 0 | 0
57872 | LCEC Generation LLVC | Western Farmers Elec Coop, Inc | NM | 100% | FALSE | 40548 | 40548 | 0 | 40548 | 0 | 0 | 0 | 0 | 0 | 22212.5509 | 0 | 0 | 0
57873 | Eclipse Wind Farm | Berkshire Hathaway Energy | IA | 100% | TRUE | 716950 | 0 | 0 | 0 | 0 | 0 | 0 | 0 | 716950 | 0 | 0 | 0 | 0
57874 | Vienna Wind Farm | Berkshire Hathaway Energy | IA | 100% | TRUE | 501600 | 0 | 0 | 0 | 0 | 0 | 0 | 0 | 501600 | 0 | 0 | 0 | 0
57875 | Morning Light Wind Farm | Berkshire Hathaway Energy | IA | 100% | TRUE | 351791 | 0 | 0 | 0 | 0 | 0 | 0 | 0 | 351791 | 0 | 0 | 0 | 0
57876 | Santa Cruz Energy | Santa Cruz Energy LLC | CA | 100% | FALSE | 10246 | 0 | 0 | 0 | 0 | 0 | 0 | 10246 | 0 | 0 | 0 | 0 | 0
57879 | Perdue Salisbury Photovoltaic | WGL Energy Systems, Inc | MD | 100% | FALSE | 1647 | 0 | 0 | 0 | 0 | 0 | 0 | 0 | 1647 | 0 | 0 | 0 | 0
57880 | Eolos Wind Energy Research Field Station | Regents of the University of Minnesota | MN | 100% | FALSE | 3077 | 0 | 0 | 0 | 0 | 0 | 0 | 0 | 3077 | 0 | 0 | 0 | 0
57881 | Pioneer Generating Station | Basin Electric Power Coop | ND | 100% | TRUE | 263274 | 263274 | 0 | 263274 | 0 | 0 | 0 | 0 | 0 | 156689.6516 | 0.454 | 13.086 | 0
57883 | Queen Creek Solar Farm | PSEG | AZ | 100% | TRUE | 51187 | 0 | 0 | 0 | 0 | 0 | 0 | 0 | 51187 | 0 | 0 | 0 | 0
57884 | Lake Charles Polymers | Equistar Chemicals LP | LA | 100% | FALSE | 211992 | 206137.491 | 0 | 206137.491 | 0 | 0 | 0 | 5854.509 | 0 | 128208.6975 | 0 | 0 | 0
57885 | Wellford Renewable Energy Plant | Lockhart Power Co | SC | 100% | FALSE | 11444 | 0 | 0 | 0 | 0 | 0 | 0 | 11444 | 0 | 0 | 0 | 0 | 0
57886 | City West Diesel Plant | Lockhart Power Co | SC | 100% | FALSE | 55 | 55 | 0 | 0 | 55 | 0 | 0 | 0 | 0 | 46.2237 | 0 | 0 | 0
57887 | Wildcat Wind | Exelon | NM | 51% | TRUE | 47890.53 | 0 | 0 | 0 | 0 | 0 | 0 | 0 | 47890.53 | 0 | 0 | 0 | 0
57887 | Wildcat Wind | ExGen Renewables Partners, LLC | NM | 49% | FALSE | 46012.47 | 0 | 0 | 0 | 0 | 0 | 0 | 0 | 46012.47 | 0 | 0 | 0 | 0
57888 | Harvest 2 | Exelon | MI | 51% | TRUE | 106490.55 | 0 | 0 | 0 | 0 | 0 | 0 | 0 | 106490.55 | 0 | 0 | 0 | 0
57888 | Harvest 2 | ExGen Renewables Partners, LLC | MI | 49% | FALSE | 102314.45 | 0 | 0 | 0 | 0 | 0 | 0 | 0 | 102314.45 | 0 | 0 | 0 | 0
57889 | KODE Novus II | Daewoo | OK | 100% | FALSE | 0 | 0 | 0 | 0 | 0 | 0 | 0 | 0 | 0 | 0 | 0 | 0 | 0
57890 | Horse Butte Wind I, LLC | Utah Associated Mun Power Sys | ID | 100% | FALSE | 171099 | 0 | 0 | 0 | 0 | 0 | 0 | 0 | 171099 | 0 | 0 | 0 | 0
57891 | Guernsey Solar Station | PG&E | CA | 100% | TRUE | 44076 | 0 | 0 | 0 | 0 | 0 | 0 | 0 | 44076 | 0 | 0 | 0 | 0
57892 | Gates Solar Station | PG&E | CA | 100% | TRUE | 42378 | 0 | 0 | 0 | 0 | 0 | 0 | 0 | 42378 | 0 | 0 | 0 | 0
57893 | Martinsville LFG Generator | City of Martinsville - (VA) | VA | 100% | FALSE | 5677 | 1878.889 | 0 | 1878.889 | 0 | 0 | 0 | 3798.111 | 0 | 1354.1017 | 0 | 0 | 0
57895 | Improvement Dst No. 4 | Kern County Water Agency | CA | 100% | FALSE | 1764 | 0 | 0 | 0 | 0 | 0 | 0 | 0 | 1764 | 0 | 0 | 0 | 0
57896 | Concord Energy | Concord Energy LLC | NC | 100% | FALSE | 65109 | 0 | 0 | 0 | 0 | 0 | 0 | 65109 | 0 | 0 | 0 | 0 | 0
57897 | Richmond Energy | Richmond Energy LLC | VA | 100% | FALSE | 47432 | 0 | 0 | 0 | 0 | 0 | 0 | 47432 | 0 | 0 | 0 | 0 | 0
57898 | Palm Beach Renewable Energy Facility 2 | Solid Waste Authority of Palm Beach Co | FL | 100% | FALSE | 513889.992 | 3973.602 | 0 | 3973.602 | 0 | 0 | 0 | 509916.39 | 0 | 4338.6308 | 0 | 0 | 0
57899 | Hurricane City Power | Hurricane City Power | UT | 100% | FALSE | 2024 | 2024 | 0 | 1985.68 | 38.32 | 0 | 0 | 0 | 0 | 1369.1303 | 0 | 0 | 0
57900 | Solar Photovoltaic Project #48 | Edison International | CA | 100% | TRUE | 8467 | 0 | 0 | 0 | 0 | 0 | 0 | 0 | 8467 | 0 | 0 | 0 | 0
57902 | Fighting Creek LFGTE Plant | Kootenai Electric Cooperative Inc | ID | 100% | FALSE | 12195 | 0 | 0 | 0 | 0 | 0 | 0 | 12195 | 0 | 0 | 0 | 0 | 0
57903 | SMMPA Methane Energy Facility | Southern Minnesota Mun P Agny | MN | 100% | FALSE | 6847 | 0 | 0 | 0 | 0 | 0 | 0 | 6847 | 0 | 0 | 0 | 0 | 0
57904 | San Antonio West Solar Rooftop | SS San Antonio West LLC | CA | 100% | FALSE | 2862 | 0 | 0 | 0 | 0 | 0 | 0 | 0 | 2862 | 0 | 0 | 0 | 0
57908 | Central Utility Plant Cincinnati | University of Cincinnati | OH | 100% | FALSE | 203334.65 | 203334.65 | 0 | 203090.443 | 244.207 | 0 | 0 | 0 | 0 | 64338.443 | 0 | 0 | 0
57909 | Piedmont Green Power | Atlantic Power Corporation | GA | 100% | FALSE | 420535.996 | 0 | 0 | 0 | 0 | 0 | 0 | 420535.996 | 0 | 0 | 0 | 0 | 0
57910 | Centennial Generating Station | City of Moorhead - (MN) | MN | 100% | FALSE | 0 | 0 | 0 | 0 | 0 | 0 | 0 | 0 | 0 | 45.9791 | 0 | 0 | 0
57911 | Roseburg LFG | Roseburg LFG Energy LLC | OR | 100% | FALSE | 8993 | 0 | 0 | 0 | 0 | 0 | 0 | 8993 | 0 | 0 | 0 | 0 | 0
57912 | Grand Ridge Solar Farm | Invenergy | IL | 100% | TRUE | 32341 | 0 | 0 | 0 | 0 | 0 | 0 | 0 | 32341 | 0 | 0 | 0 | 0
57913 | Tule Wind LLC | Avangrid | CA | 100% | TRUE | 6984 | 0 | 0 | 0 | 0 | 0 | 0 | 0 | 6984 | 0 | 0 | 0 | 0
57914 | Sidney MT Plant | Sidney Sugars Incorporated | MT | 100% | FALSE | 10053 | 10053 | 6155.77 | 3897.23 | 0 | 0 | 0 | 0 | 0 | 5065.7831 | 0 | 0 | 0
57915 | Genesis Alkali | Genesis Alkali, LLC | WY | 100% | FALSE | 271824.005 | 271824.005 | 214466.04 | 57357.965 | 0 | 0 | 0 | 0 | 0 | 113689.9005 | 0 | 0 | 0
57916 | Spreckels Sugar Company | Spreckels Sugar Company | CA | 100% | FALSE | 24443.03 | 24443.03 | 0 | 24443.03 | 0 | 0 | 0 | 0 | 0 | 6526.0349 | 0 | 0 | 0
57919 | Sonoco Products Co | Sonoco Products Co | SC | 100% | FALSE | 128623 | 15971.36 | 8539.799 | 7431.561 | 0 | 0 | 0 | 112651.64 | 0 | 6527.631 | 0 | 0 | 0
57927 | Baffin Wind | Avangrid | TX | 100% | TRUE | 624903 | 0 | 0 | 0 | 0 | 0 | 0 | 0 | 624903 | 0 | 0 | 0 | 0
57928 | SIUC | Southern Illinois University Carbondale | IL | 100% | FALSE | 9015 | 9015 | 9015 | 0 | 0 | 0 | 0 | 0 | 0 | 6799.1077 | 0 | 0 | 0
57929 | East Campus Utility Plant | University of Cincinnati | OH | 100% | FALSE | 147 | 147 | 0 | 0 | 147 | 0 | 0 | 0 | 0 | 180.8186 | 0 | 0 | 0
57930 | Arzon Solar UASTP Solar Power Station | FRB Solar LLC | AZ | 100% | FALSE | 75 | 0 | 0 | 0 | 0 | 0 | 0 | 0 | 75 | 0 | 0 | 0 | 0
57931 | Holyoke Solar Cooperative at Mueller | Exelon | MA | 100% | TRUE | 3831 | 0 | 0 | 0 | 0 | 0 | 0 | 0 | 3831 | 0 | 0 | 0 | 0
57933 | Solar Star California II LLC | Brookfield | CA | 51% | TRUE | 2108.34 | 0 | 0 | 0 | 0 | 0 | 0 | 0 | 2108.34 | 0 | 0 | 0 | 0
57933 | Solar Star California II LLC | TerraForm Power | CA | 49% | FALSE | 2025.66 | 0 | 0 | 0 | 0 | 0 | 0 | 0 | 2025.66 | 0 | 0 | 0 | 0
57934 | Douglas Solar | ConEdison | MA | 100% | FALSE | 3193 | 0 | 0 | 0 | 0 | 0 | 0 | 0 | 3193 | 0 | 0 | 0 | 0
57935 | Eva Creek Wind | Golden Valley Elec Assn Inc | AK | 100% | FALSE | 61514 | 0 | 0 | 0 | 0 | 0 | 0 | 0 | 61514 | 0 | 0 | 0 | 0
57937 | Western Sugar Coop - Scottsbluff | Western Sugar Cooperative | NE | 100% | FALSE | 29965 | 29965 | 29965 | 0 | 0 | 0 | 0 | 0 | 0 | 232327.8869 | 0 | 0 | 0
57938 | ADA Carbon Solutions Red River | ADA Carbon Solutions LLC | LA | 100% | FALSE | 68922.22 | 0 | 0 | 0 | 0 | 0 | 0 | 68922.22 | 0 | 0 | 0 | 0 | 0
57940 | Wausau Paper Middletown | Wausau Paper Middletown | OH | 100% | FALSE | 9290 | 9290 | 9268.572 | 0 | 21.428 | 0 | 0 | 0 | 0 | 3878.1741 | 0 | 0 | 0
57941 | Town of Uxbridge MA at Commerce Dr | Exelon | MA | 100% | TRUE | 2685 | 0 | 0 | 0 | 0 | 0 | 0 | 0 | 2685 | 0 | 0 | 0 | 0
57942 | Town of Norfolk MA at Medway Branch | Exelon | MA | 100% | TRUE | 1918 | 0 | 0 | 0 | 0 | 0 | 0 | 0 | 1918 | 0 | 0 | 0 | 0
57943 | Lonesome Creek Station | Basin Electric Power Coop | ND | 100% | TRUE | 349300 | 349300 | 0 | 349300 | 0 | 0 | 0 | 0 | 0 | 231655.001 | 1.17 | 42.316 | 0
57945 | Berkeley County Landfill | Santee Cooper | SC | 100% | TRUE | 3749 | 0 | 0 | 0 | 0 | 0 | 0 | 3749 | 0 | 0 | 0 | 0 | 0
57946 | Fredericktown Energy Center | Missouri Joint Municipal Power Electric | MO | 100% | FALSE | 2214 | 2214 | 0 | 2214 | 0 | 0 | 0 | 0 | 0 | 1346.5039 | 0 | 0 | 0
57947 | Macho Springs Power I | Capital Power | NM | 100% | FALSE | 126435 | 0 | 0 | 0 | 0 | 0 | 0 | 0 | 126435 | 0 | 0 | 0 | 0
57948 | NJ Oak Solar Plant | NJ Oak Solar LLC | NJ | 100% | FALSE | 15166 | 0 | 0 | 0 | 0 | 0 | 0 | 0 | 15166 | 0 | 0 | 0 | 0
57949 | MSC Sebewaing | Michigan Sugar Company | MI | 100% | FALSE | 438 | 438 | 289.142 | 148.858 | 0 | 0 | 0 | 0 | 0 | 437.9982 | 0 | 0 | 0
57950 | MSC Croswell | Michigan Sugar Company | MI | 100% | FALSE | 1590 | 1590 | 0 | 1590 | 0 | 0 | 0 | 0 | 0 | 1056.9112 | 0 | 0 | 0
57951 | Shore Point Solar | Shore Point Solar LLC | NJ | 100% | FALSE | 1281 | 0 | 0 | 0 | 0 | 0 | 0 | 0 | 1281 | 0 | 0 | 0 | 0
57952 | Woodall Gas Plant | Energy Transfer Field Services LLC | TX | 100% | FALSE | 23774.8 | 23774.8 | 0 | 23774.8 | 0 | 0 | 0 | 0 | 0 | 18006.5307 | 0 | 0 | 0
57953 | Roquette America | Roquette America | IA | 100% | FALSE | 160304 | 160304 | 13299.203 | 112570 | 0 | 0 | 0 | 34434.797 | 0 | 46905.854 | 0 | 0 | 0
57956 | Minco Wind II, LLC | NextEra Energy | OK | 100% | TRUE | 360168 | 0 | 0 | 0 | 0 | 0 | 0 | 0 | 360168 | 0 | 0 | 0 | 0
57959 | Desert Green Solar Farm LLC | Invenergy | CA | 100% | TRUE | 13437 | 0 | 0 | 0 | 0 | 0 | 0 | 0 | 13437 | 0 | 0 | 0 | 0
57963 | Musselshell Wind Project | Musselshell Wind Project LLC | MT | 100% | FALSE | 25300 | 0 | 0 | 0 | 0 | 0 | 0 | 0 | 25300 | 0 | 0 | 0 | 0
57964 | Shady Oaks Wind Farm | Algonquin Power | IL | 100% | FALSE | 365531 | 0 | 0 | 0 | 0 | 0 | 0 | 0 | 365531 | 0 | 0 | 0 | 0
57965 | Musselshell Wind Project Two LLC | Musselshell Wind Project Two LLC | MT | 100% | FALSE | 29763 | 0 | 0 | 0 | 0 | 0 | 0 | 0 | 29763 | 0 | 0 | 0 | 0
57966 | Southeast Steam Plant | Veolia Energy | MN | 100% | FALSE | 5025 | 5025 | 809.324 | 4198.784 | 16.892 | 0 | 0 | 0 | 0 | 6263.5619 | 0 | 0 | 0
57969 | Darrington | Hampton Lumber Mills - Washington Inc | WA | 100% | FALSE | 17884 | 0 | 0 | 0 | 0 | 0 | 0 | 17884 | 0 | 0 | 0 | 0 | 0
57970 | Butte College Main Campus Solar | Butte-Glenn Community College District | CA | 100% | FALSE | 5805 | 0 | 0 | 0 | 0 | 0 | 0 | 0 | 5805 | 0 | 0 | 0 | 0
57971 | SF Southeast Cogen Plant | City & County of San Francisco | CA | 100% | FALSE | 2141 | 0 | 0 | 0 | 0 | 0 | 0 | 2141 | 0 | 0 | 0 | 0 | 0
57973 | Spinning Spur Wind LLC | EDF | TX | 50% | TRUE | 339737 | 0 | 0 | 0 | 0 | 0 | 0 | 0 | 339737 | 0 | 0 | 0 | 0
57973 | Spinning Spur Wind LLC | BlackRock | TX | 50% | FALSE | 339737 | 0 | 0 | 0 | 0 | 0 | 0 | 0 | 339737 | 0 | 0 | 0 | 0
57974 | Bobcat Bluff Wind Project LLC | EDF | TX | 100% | TRUE | 370551 | 0 | 0 | 0 | 0 | 0 | 0 | 0 | 370551 | 0 | 0 | 0 | 0
57975 | Spearville 3 LLC | Eurus | KS | 40% | FALSE | 162492 | 0 | 0 | 0 | 0 | 0 | 0 | 0 | 162492 | 0 | 0 | 0 | 0
57975 | Spearville 3 LLC | BlackRock | KS | 40% | FALSE | 162492 | 0 | 0 | 0 | 0 | 0 | 0 | 0 | 162492 | 0 | 0 | 0 | 0
57975 | Spearville 3 LLC | EDF | KS | 20% | TRUE | 81246 | 0 | 0 | 0 | 0 | 0 | 0 | 0 | 81246 | 0 | 0 | 0 | 0
57976 | Pocahontas Prairie Wind Farm | Gamesa Wind | IA | 100% | FALSE | 257148 | 0 | 0 | 0 | 0 | 0 | 0 | 0 | 257148 | 0 | 0 | 0 | 0
57977 | High Sierra Cogeneration Plant | Plumas Sierra Rural Electric Coop | CA | 100% | FALSE | 25115 | 25115 | 0 | 25115 | 0 | 0 | 0 | 0 | 0 | 9853.9842 | 0 | 0 | 0
57978 | Lodi Energy Center | Northern California Power Agny | CA | 100% | FALSE | 726511 | 726511 | 0 | 726511 | 0 | 0 | 0 | 0 | 0 | 312897.771 | 1.58 | 19.409 | 0
57979 | Kingdom Community Wind | Gaz Metro | VT | 100% | FALSE | 167297 | 0 | 0 | 0 | 0 | 0 | 0 | 0 | 167297 | 0 | 0 | 0 | 0
57981 | Senate Wind LLC | Algonquin Power | TX | 100% | FALSE | 492837 | 0 | 0 | 0 | 0 | 0 | 0 | 0 | 492837 | 0 | 0 | 0 | 0
57983 | Stephens Ranch Wind Energy LLC | Starwood Energy | TX | 56.12% | TRUE | 762925.4947 | 0 | 0 | 0 | 0 | 0 | 0 | 0 | 762925.4947 | 0 | 0 | 0 | 0
57984 | Lake Winds Energy Park | CMS Energy | MI | 100% | TRUE | 257417 | 0 | 0 | 0 | 0 | 0 | 0 | 0 | 257417 | 0 | 0 | 0 | 0
57986 | SunE EPE1 LLC | SunEdison | NM | 100% | FALSE | 22882 | 0 | 0 | 0 | 0 | 0 | 0 | 0 | 22882 | 0 | 0 | 0 | 0
57988 | Lincoln Landfill | Energy 2001 Inc | CA | 100% | FALSE | 27001 | 0 | 0 | 0 | 0 | 0 | 0 | 27001 | 0 | 0 | 0 | 0 | 0
57989 | Groveland Solar | ConEdison | MA | 100% | FALSE | 4337 | 0 | 0 | 0 | 0 | 0 | 0 | 0 | 4337 | 0 | 0 | 0 | 0
57990 | Shrewsbury Solar | ConEdison | MA | 100% | FALSE | 3897 | 0 | 0 | 0 | 0 | 0 | 0 | 0 | 3897 | 0 | 0 | 0 | 0
57991 | Highland North Wind Farm | Everpower Wind Holdings Inc | PA | 100% | FALSE | 206443 | 0 | 0 | 0 | 0 | 0 | 0 | 0 | 206443 | 0 | 0 | 0 | 0
57992 | Boston Scientific Solar | ConEdison | MA | 100% | FALSE | 1519 | 0 | 0 | 0 | 0 | 0 | 0 | 0 | 1519 | 0 | 0 | 0 | 0
57994 | Apple Data Center PV | Apple, Inc | NC | 100% | FALSE | 39580 | 0 | 0 | 0 | 0 | 0 | 0 | 0 | 39580 | 0 | 0 | 0 | 0
57995 | NaturEner Rim Rock Energy | NaturEner | MT | 100% | FALSE | 657608 | 0 | 0 | 0 | 0 | 0 | 0 | 0 | 657608 | 0 | 0 | 0 | 0
57996 | Auwahi Wind Energy | Sempra | HI | 50% | TRUE | 37006 | 0 | 0 | 0 | 0 | 0 | 0 | 0 | 37006 | 0 | 0 | 0 | 0
57996 | Auwahi Wind Energy | BP | HI | 50% | TRUE | 37006 | 0 | 0 | 0 | 0 | 0 | 0 | 0 | 37006 | 0 | 0 | 0 | 0
57997 | Foothills Solar Plant | Pinnacle West | AZ | 100% | TRUE | 95588 | 0 | 0 | 0 | 0 | 0 | 0 | 0 | 95588 | 0 | 0 | 0 | 0
57998 | Twin Ridges Wind Farm | Everpower Wind Holdings Inc | PA | 100% | FALSE | 440470 | 0 | 0 | 0 | 0 | 0 | 0 | 0 | 440470 | 0 | 0 | 0 | 0
57999 | Patton Wind Farm | Everpower Wind Holdings Inc | PA | 100% | FALSE | 100626 | 0 | 0 | 0 | 0 | 0 | 0 | 0 | 100626 | 0 | 0 | 0 | 0
58000 | Anacacho Wind Farm, LLC | E.ON | TX | 100% | TRUE | 332715 | 0 | 0 | 0 | 0 | 0 | 0 | 0 | 332715 | 0 | 0 | 0 | 0
58001 | Panda Temple Power Station | Panda Power Funds | TX | 100% | TRUE | 3238608 | 3238608 | 0 | 3238608 | 0 | 0 | 0 | 0 | 0 | 1539632.943 | 7.773 | 105.461 | 0
58005 | Panda Sherman Power Station | Panda Power Funds | TX | 100% | TRUE | 2913348 | 2913348 | 0 | 2913348 | 0 | 0 | 0 | 0 | 0 | 1320910.64 | 6.668 | 76.152 | 0
58006 | Salt Palace Solar Gen Plant | Wasatch View Solar LLC | UT | 100% | FALSE | 2294 | 0 | 0 | 0 | 0 | 0 | 0 | 0 | 2294 | 0 | 0 | 0 | 0
58007 | Brea Expansion Plant | Brea Power II | CA | 100% | FALSE | 249472.36 | 0 | 0 | 0 | 0 | 0 | 0 | 249472.36 | 0 | 0 | 0 | 0 | 0
58008 | California Ridge Wind Energy LLC | Brookfield | IL | 45.95% | TRUE | 384829.5158 | 0 | 0 | 0 | 0 | 0 | 0 | 0 | 384829.5158 | 0 | 0 | 0 | 0
58008 | California Ridge Wind Energy LLC | TerraForm Power | IL | 44.15% | FALSE | 369738.1622 | 0 | 0 | 0 | 0 | 0 | 0 | 0 | 369738.1622 | 0 | 0 | 0 | 0
58008 | California Ridge Wind Energy LLC | Invenergy | IL | 9.9% | TRUE | 82910.322 | 0 | 0 | 0 | 0 | 0 | 0 | 0 | 82910.322 | 0 | 0 | 0 | 0
58009 | SunE CPS3 LLC | SunEdison | TX | 100% | FALSE | 20663 | 0 | 0 | 0 | 0 | 0 | 0 | 0 | 20663 | 0 | 0 | 0 | 0
58011 | IKEA Savannah 490 | IKEA Property Inc | GA | 100% | FALSE | 1779 | 0 | 0 | 0 | 0 | 0 | 0 | 0 | 1779 | 0 | 0 | 0 | 0
58012 | IKEA Tampa 042 | IKEA Property Inc | FL | 100% | FALSE | 1581 | 0 | 0 | 0 | 0 | 0 | 0 | 0 | 1581 | 0 | 0 | 0 | 0
58013 | IKEA Round Rock 027 | IKEA Property Inc | TX | 100% | FALSE | 1860 | 0 | 0 | 0 | 0 | 0 | 0 | 0 | 1860 | 0 | 0 | 0 | 0
58014 | IKEA Perryville 460 | IKEA Property Inc | MD | 100% | FALSE | 5140 | 0 | 0 | 0 | 0 | 0 | 0 | 0 | 5140 | 0 | 0 | 0 | 0
58015 | IKEA College Park 411 | IKEA Property Inc | MD | 100% | FALSE | 1436 | 0 | 0 | 0 | 0 | 0 | 0 | 0 | 1436 | 0 | 0 | 0 | 0
58016 | IKEA Westhampton 061 | IKEA Property Inc | NJ | 100% | FALSE | 2049 | 0 | 0 | 0 | 0 | 0 | 0 | 0 | 2049 | 0 | 0 | 0 | 0
58018 | Shooting Star | Exelon | KS | 51% | TRUE | 221682.72 | 0 | 0 | 0 | 0 | 0 | 0 | 0 | 221682.72 | 0 | 0 | 0 | 0
58018 | Shooting Star | ExGen Renewables Partners, LLC | KS | 49% | FALSE | 212989.28 | 0 | 0 | 0 | 0 | 0 | 0 | 0 | 212989.28 | 0 | 0 | 0 | 0
58019 | High Mesa | Exelon | ID | 51% | TRUE | 44042.07 | 0 | 0 | 0 | 0 | 0 | 0 | 0 | 44042.07 | 0 | 0 | 0 | 0
58019 | High Mesa | ExGen Renewables Partners, LLC | ID | 49% | FALSE | 42314.93 | 0 | 0 | 0 | 0 | 0 | 0 | 0 | 42314.93 | 0 | 0 | 0 | 0
58020 | Beebe Renewable Energy LLC | Exelon | MI | 51% | TRUE | 116341.2 | 0 | 0 | 0 | 0 | 0 | 0 | 0 | 116341.2 | 0 | 0 | 0 | 0
58020 | Beebe Renewable Energy LLC | ExGen Renewables Partners, LLC | MI | 49% | FALSE | 111778.8 | 0 | 0 | 0 | 0 | 0 | 0 | 0 | 111778.8 | 0 | 0 | 0 | 0
58021 | Whitetail | Exelon | TX | 51% | TRUE | 128680.65 | 0 | 0 | 0 | 0 | 0 | 0 | 0 | 128680.65 | 0 | 0 | 0 | 0
58021 | Whitetail | ExGen Renewables Partners, LLC | TX | 49% | FALSE | 123634.35 | 0 | 0 | 0 | 0 | 0 | 0 | 0 | 123634.35 | 0 | 0 | 0 | 0
58024 | St Joseph Landfill Generating Station | Great Plains Energy | MO | 100% | TRUE | 12336 | 0 | 0 | 0 | 0 | 0 | 0 | 12336 | 0 | 0 | 0 | 0 | 0
58025 | Mt Wachusett Community College | Mt Wachusett Community College | MA | 100% | FALSE | 5613.85 | 0 | 0 | 0 | 0 | 0 | 0 | 0 | 5613.85 | 0 | 0 | 0 | 0
58026 | Spruce Mountain WInd | Spruce Mountain Wind LLC | ME | 100% | FALSE | 62325 | 0 | 0 | 0 | 0 | 0 | 0 | 0 | 62325 | 0 | 0 | 0 | 0
58027 | SunE CPS2 LLC | SunEdison | TX | 100% | FALSE | 19160 | 0 | 0 | 0 | 0 | 0 | 0 | 0 | 19160 | 0 | 0 | 0 | 0
58028 | IKEA Tejon 345 | IKEA Property Inc | CA | 100% | FALSE | 2984 | 0 | 0 | 0 | 0 | 0 | 0 | 0 | 2984 | 0 | 0 | 0 | 0
58029 | Constellation New Energy Inc | Exelon | NJ | 100% | TRUE | 6073 | 0 | 0 | 0 | 0 | 0 | 0 | 0 | 6073 | 0 | 0 | 0 | 0
58030 | Reeves Station Rd East | NJR Clean Energy Ventures Corporation | NJ | 100% | FALSE | 8072 | 0 | 0 | 0 | 0 | 0 | 0 | 0 | 8072 | 0 | 0 | 0 | 0
58032 | Padelford Solar | ConEdison | MA | 100% | FALSE | 3386 | 0 | 0 | 0 | 0 | 0 | 0 | 0 | 3386 | 0 | 0 | 0 | 0
58034 | Nickel 1 Solar Facility | NLH1 Solar LLC | CA | 100% | FALSE | 2987 | 0 | 0 | 0 | 0 | 0 | 0 | 0 | 2987 | 0 | 0 | 0 | 0
58035 | Block Island Wind Farm | Deepwater Wind | RI | 100% | FALSE | 104351 | 0 | 0 | 0 | 0 | 0 | 0 | 0 | 104351 | 0 | 0 | 0 | 0
58036 | Riverside Renewable Energy LLC | Riverside Renewable Energy | NJ | 100% | FALSE | 9772 | 0 | 0 | 0 | 0 | 0 | 0 | 0 | 9772 | 0 | 0 | 0 | 0
58037 | Buckeye Union HS District 201 | Exelon | AZ | 100% | TRUE | 7173 | 0 | 0 | 0 | 0 | 0 | 0 | 0 | 7173 | 0 | 0 | 0 | 0
58038 | Buffalo Center Wind LLC | Buffalo Center Wind LLC | IA | 100% | FALSE | 5999 | 0 | 0 | 0 | 0 | 0 | 0 | 0 | 5999 | 0 | 0 | 0 | 0
58039 | Axium Modesto Solar | RET Capital | CA | 100% | FALSE | 62357 | 0 | 0 | 0 | 0 | 0 | 0 | 0 | 62357 | 0 | 0 | 0 | 0
58040 | United Stationers Supply Solar Electric | KDC Solar | NJ | 100% | FALSE | 3937 | 0 | 0 | 0 | 0 | 0 | 0 | 0 | 3937 | 0 | 0 | 0 | 0
58041 | Chisholm View Wind Project | Enel | OK | 51% | TRUE | 524750.22 | 0 | 0 | 0 | 0 | 0 | 0 | 0 | 524750.22 | 0 | 0 | 0 | 0
58041 | Chisholm View Wind Project | General Electric | OK | 49% | TRUE | 504171.78 | 0 | 0 | 0 | 0 | 0 | 0 | 0 | 504171.78 | 0 | 0 | 0 | 0
58042 | Black Mountain Solar LLC | Duke | AZ | 100% | TRUE | 21143 | 0 | 0 | 0 | 0 | 0 | 0 | 0 | 21143 | 0 | 0 | 0 | 0
58043 | Lilly Technical Center | Eli Lilly and Company | IN | 100% | FALSE | 0 | 0 | 0 | 0 | 0 | 0 | 0 | 0 | 0 | 21.1961 | 0 | 0 | 0
58044 | Anchor Wind, LLC | Acciona Energy USA Global, LLC | IA | 100% | FALSE | 11784 | 0 | 0 | 0 | 0 | 0 | 0 | 0 | 11784 | 0 | 0 | 0 | 0
58045 | Community Wind South | Zephyr Wind LLC | MN | 100% | FALSE | 117291 | 0 | 0 | 0 | 0 | 0 | 0 | 0 | 117291 | 0 | 0 | 0 | 0
58046 | Works 53 | PPG Ind Fiber Glass Prdcts Inc | NC | 100% | FALSE | 4 | 4 | 0 | 0 | 4 | 0 | 0 | 0 | 0 | 10.0274 | 0 | 0 | 0
58047 | PPG Monroeville Chemicals Center | PPG Monroeville Chemicals Center | PA | 100% | FALSE | 0 | 0 | 0 | 0 | 0 | 0 | 0 | 0 | 0 | 0 | 0 | 0 | 0
58049 | Jordache Enterprises Solar | Jordache Enterprises | NJ | 100% | FALSE | 809 | 0 | 0 | 0 | 0 | 0 | 0 | 0 | 809 | 0 | 0 | 0 | 0
58051 | Vitro Architectural Glass (PA) | Vitro Architectural Glass (PA) | PA | 100% | FALSE | 49 | 49 | 0 | 0 | 49 | 0 | 0 | 0 | 0 | 88.5343 | 0 | 0 | 0
58052 | Battle Creek Mill | RockTenn-Battle Creek Mill | MI | 100% | FALSE | 5006 | 5006 | 0 | 5006 | 0 | 0 | 0 | 0 | 0 | 1121.6093 | 0 | 0 | 0
58053 | Vitro Flat Glass LLC | Vitro Flat Glass LLC | CA | 100% | FALSE | 0 | 0 | 0 | 0 | 0 | 0 | 0 | 0 | 0 | 0 | 0 | 0 | 0
58054 | Burgess BioPower | Berlin Station, LLC | NH | 100% | FALSE | 492727.003 | 524.763 | 0 | 0 | 524.763 | 0 | 0 | 492202.24 | 0 | 594.0601 | 15.447 | 231.203 | 0
58055 | Windy Ridge Generating Facility | T&M Limited Partnership | IN | 100% | FALSE | 9406 | 0 | 0 | 0 | 0 | 0 | 0 | 9406 | 0 | 0 | 0 | 0 | 0
58056 | MillerCoors Irwindale Brewery | MillerCoors Irwindale Brewery | CA | 100% | FALSE | 17733 | 7892 | 0 | 7892 | 0 | 0 | 0 | 4990 | 4851 | 8341.264 | 0 | 0 | 0
58057 | MillerCoors Shenandoah Brewery | MillerCoors Shenandoah Brewery | VA | 100% | FALSE | 5598.44 | 0 | 0 | 0 | 0 | 0 | 0 | 5598.44 | 0 | 0 | 0 | 0 | 0
58058 | Paramount Refinery | Paramount Petroleum Corporation | CA | 100% | FALSE | 0 | 0 | 0 | 0 | 0 | 0 | 0 | 0 | 0 | 0 | 0 | 0 | 0
58061 | Decatur-Morgan Co LFG Recovery Project | Energy Developments, Inc II | AL | 100% | FALSE | 11608 | 0 | 0 | 0 | 0 | 0 | 0 | 11608 | 0 | 0 | 0 | 0 | 0
58062 | Imperial Valley Solar Company 1 LLC | Brookfield | CA | 51% | TRUE | 26370.06 | 0 | 0 | 0 | 0 | 0 | 0 | 0 | 26370.06 | 0 | 0 | 0 | 0
58062 | Imperial Valley Solar Company 1 LLC | TerraForm Power | CA | 49% | FALSE | 25335.94 | 0 | 0 | 0 | 0 | 0 | 0 | 0 | 25335.94 | 0 | 0 | 0 | 0
58063 | SABIC Innovative Plastics Mt. Vernon | SABIC IP Mt. Vernon, LLC | IN | 100% | FALSE | 635105 | 635105 | 0 | 635105 | 0 | 0 | 0 | 0 | 0 | 423281.1152 | 0 | 0 | 0
58064 | Laredo Bus Facility Solar Canopies | MARTA | GA | 100% | FALSE | 925 | 0 | 0 | 0 | 0 | 0 | 0 | 0 | 925 | 0 | 0 | 0 | 0
58065 | Charlestown Wind Turbine | MWRA Charlestown | MA | 100% | FALSE | 2202 | 0 | 0 | 0 | 0 | 0 | 0 | 0 | 2202 | 0 | 0 | 0 | 0
58066 | PCA, Filer City Mill | PCA, Filer City Mill | MI | 100% | FALSE | 83641 | 82986.399 | 0 | 82986.399 | 0 | 0 | 0 | 654.601 | 0 | 55161.8909 | 0 | 0 | 0
58068 | SunE CPS1 LLC | SunEdison | TX | 100% | FALSE | 19164 | 0 | 0 | 0 | 0 | 0 | 0 | 0 | 19164 | 0 | 0 | 0 | 0
58069 | PRSI FCC Generator | Pasadena Refining System Inc | TX | 100% | FALSE | 26.19 | 26.19 | 0 | 0 | 0 | 0 | 0 | 26.19 | 0 | 25.8898 | 0 | 0 | 0
58070 | Mercer Mall | FRIT Solar Inc | NJ | 100% | FALSE | 1526.58 | 0 | 0 | 0 | 0 | 0 | 0 | 0 | 1526.58 | 0 | 0 | 0 | 0
58071 | Windwalkers LLC | ConEdison | IA | 100% | FALSE | 4753 | 0 | 0 | 0 | 0 | 0 | 0 | 0 | 4753 | 0 | 0 | 0 | 0
58075 | El Dorado Refinery | Frontier El Dorado Refinery LLC | KS | 100% | FALSE | 28895.3 | 28895.3 | 0 | 28895.3 | 0 | 0 | 0 | 0 | 0 | 10137.3818 | 0 | 0 | 0
58078 | Rocky Ridge Wind Project | Enel | OK | 100% | TRUE | 569881 | 0 | 0 | 0 | 0 | 0 | 0 | 0 | 569881 | 0 | 0 | 0 | 0
58080 | Wolf Ridge Wind | NextEra Energy | TX | 100% | TRUE | 346549 | 0 | 0 | 0 | 0 | 0 | 0 | 0 | 346549 | 0 | 0 | 0 | 0
58081 | Western Sugar Coop- Ft Morgan | Western Sugar Cooperative | CO | 100% | FALSE | 9294.9 | 9294.9 | 9294.9 | 0 | 0 | 0 | 0 | 0 | 0 | 4547.695 | 0 | 0 | 0
58082 | AMP Napoleon Solar Facility | American Municipal Power | OH | 100% | FALSE | 4905 | 0 | 0 | 0 | 0 | 0 | 0 | 0 | 4905 | 0 | 0 | 0 | 0
58083 | Fullerton Mill CHP | Kimberly-Clark Worldwide Inc | CA | 100% | FALSE | 78240 | 78240 | 0 | 78240 | 0 | 0 | 0 | 0 | 0 | 26096.8923 | 0 | 0 | 0
58084 | Kimberly Clark-Unit 1,2,3 | Kimberly-Clark Corporation | CT | 100% | FALSE | 231663 | 231663 | 0 | 231663 | 0 | 0 | 0 | 0 | 0 | 65842.2225 | 0 | 0 | 0
58085 | PRC-Desoto Intl/PPG Aerospace | PRC-Desoto Intl Corp./PPG | CA | 100% | FALSE | 0 | 0 | 0 | 0 | 0 | 0 | 0 | 0 | 0 | 0 | 0 | 0 | 0
58086 | Intel Folsom | Tesla Inc. | CA | 50% | FALSE | 804.87 | 0 | 0 | 0 | 0 | 0 | 0 | 0 | 804.87 | 0 | 0 | 0 | 0
58088 | Stony Creek Wind Farm NY | Invenergy | NY | 100% | TRUE | 241969 | 0 | 0 | 0 | 0 | 0 | 0 | 0 | 241969 | 0 | 0 | 0 | 0
58089 | Roeder Family Wind Farm LLC | ConEdison | IA | 100% | FALSE | 3854 | 0 | 0 | 0 | 0 | 0 | 0 | 0 | 3854 | 0 | 0 | 0 | 0
58090 | Middlesex Apple Orchard Solar | KDC Solar | NJ | 100% | FALSE | 7426 | 0 | 0 | 0 | 0 | 0 | 0 | 0 | 7426 | 0 | 0 | 0 | 0
58091 | Keystone Solar | Keystone Solar, LLC | PA | 100% | FALSE | 7844 | 0 | 0 | 0 | 0 | 0 | 0 | 0 | 7844 | 0 | 0 | 0 | 0
58093 | BBB Corporate Headquarters | Bed Bath & Beyond | NJ | 100% | FALSE | 1405 | 0 | 0 | 0 | 0 | 0 | 0 | 0 | 1405 | 0 | 0 | 0 | 0
58094 | Christmas Tree Shops DC Burlington NJ | Bed Bath & Beyond | NJ | 100% | FALSE | 3100 | 0 | 0 | 0 | 0 | 0 | 0 | 0 | 3100 | 0 | 0 | 0 | 0
58095 | Harmon DC Totowa NJ | Bed Bath & Beyond | NJ | 100% | FALSE | 1800 | 0 | 0 | 0 | 0 | 0 | 0 | 0 | 1800 | 0 | 0 | 0 | 0
58096 | Bed Bath & Beyond DC Port Reading NJ | Bed Bath & Beyond | NJ | 100% | FALSE | 2200 | 0 | 0 | 0 | 0 | 0 | 0 | 0 | 2200 | 0 | 0 | 0 | 0
58098 | El Cabo Wind | Avangrid | NM | 100% | TRUE | 136061.08 | 0 | 0 | 0 | 0 | 0 | 0 | 0 | 136061.08 | 0 | 0 | 0 | 0
58100 | Kern Oil & Refining Co | Kern Oil & Refining Co | CA | 100% | FALSE | 35198 | 35198 | 0 | 35198 | 0 | 0 | 0 | 0 | 0 | 31029.2613 | 0 | 0 | 0
58103 | Heritage Garden Wind Farm I LLC | Heritage Garden Wind Farm I LLC | MI | 100% | FALSE | 79870 | 0 | 0 | 0 | 0 | 0 | 0 | 0 | 79870 | 0 | 0 | 0 | 0
58106 | Meadow Creek Project Company | DIF | ID | 50% | FALSE | 174257 | 0 | 0 | 0 | 0 | 0 | 0 | 0 | 174257 | 0 | 0 | 0 | 0
58106 | Meadow Creek Project Company | Mitsubishi | ID | 50% | FALSE | 174257 | 0 | 0 | 0 | 0 | 0 | 0 | 0 | 174257 | 0 | 0 | 0 | 0
58108 | International Paper Red River Mill | Red River Mill Intl Paper Company | LA | 100% | FALSE | 385854.996 | 93756.076 | 0 | 93756.076 | 0 | 0 | 0 | 292098.92 | 0 | 26451.826 | 0 | 0 | 0
58109 | Georgia-Pacific Toledo Mill | Georgia Pacific | OR | 100% | FALSE | 58920.167 | 19438.981 | 0 | 19438.981 | 0 | 0 | 0 | 39481.186 | 0 | 11533.2713 | 0 | 0 | 0
58110 | Brookside Newark | Diamond State Generation Partners, LLC | DE | 100% | FALSE | 21819 | 21819 | 0 | 21819 | 0 | 0 | 0 | 0 | 0 | 9908.3376 | 0 | 0 | 0
58111 | Bishop Hill II Wind Farm | Berkshire Hathaway Energy | IL | 100% | TRUE | 305001 | 0 | 0 | 0 | 0 | 0 | 0 | 0 | 305001 | 0 | 0 | 0 | 0
58116 | Cellu Tissue | Dunn Paper East Hartford, LLC | CT | 100% | FALSE | 15141 | 15141 | 0 | 15141 | 0 | 0 | 0 | 0 | 0 | 9529.6169 | 0 | 0 | 0
58117 | TNSG South Plant | TDX North Slope Generating Inc. | AK | 100% | FALSE | 0 | 0 | 0 | 0 | 0 | 0 | 0 | 0 | 0 | 44.4179 | 0 | 0 | 0
58118 | La Joya Del Sol | X-Elio North America Inc | CA | 100% | FALSE | 3434 | 0 | 0 | 0 | 0 | 0 | 0 | 0 | 3434 | 0 | 0 | 0 | 0
58119 | Depot Park Solar System | Golden State Energy LLC | CA | 100% | FALSE | 5570 | 0 | 0 | 0 | 0 | 0 | 0 | 0 | 5570 | 0 | 0 | 0 | 0
58121 | Echo Wind Park | DTE Energy | MI | 100% | TRUE | 394749 | 0 | 0 | 0 | 0 | 0 | 0 | 0 | 394749 | 0 | 0 | 0 | 0
58123 | Wakefern Food Corp | NJR Clean Energy Ventures Corporation | NJ | 100% | FALSE | 2605 | 0 | 0 | 0 | 0 | 0 | 0 | 0 | 2605 | 0 | 0 | 0 | 0
58124 | Rothschild Biomass Cogen Facility | WEC Energy Group | WI | 100% | TRUE | 107974.999 | 1500.509 | 0 | 1500.509 | 0 | 0 | 0 | 106474.49 | 0 | 627.4022 | 1.052 | 133.955 | 0
58125 | Quay County | Xcel | NM | 100% | TRUE | 196 | 196 | 0 | 0 | 196 | 0 | 0 | 0 | 0 | 334.8976 | 0 | 0 | 0
58126 | Limon Wind I | NextEra Energy | CO | 100% | TRUE | 707472 | 0 | 0 | 0 | 0 | 0 | 0 | 0 | 707472 | 0 | 0 | 0 | 0
58127 | Limon Wind II | NextEra Energy | CO | 100% | TRUE | 614526 | 0 | 0 | 0 | 0 | 0 | 0 | 0 | 614526 | 0 | 0 | 0 | 0
58128 | Kaiser Downey | Bloom Energy | CA | 100% | FALSE | 8321.94 | 8321.94 | 0 | 8321.94 | 0 | 0 | 0 | 0 | 0 | 3191.7735 | 0 | 0 | 0
58130 | Blue Mountain Biogas | Blue Mountain Biogas LLC | UT | 100% | FALSE | 5999 | 0 | 0 | 0 | 0 | 0 | 0 | 5999 | 0 | 0 | 0 | 0 | 0
58131 | Outback Solar At Christmas Valley | Exelon | OR | 100% | TRUE | 9903 | 0 | 0 | 0 | 0 | 0 | 0 | 0 | 9903 | 0 | 0 | 0 | 0
58132 | Kaiser Ontario | Bloom Energy | CA | 100% | FALSE | 8455 | 1810.421 | 0 | 1810.421 | 0 | 0 | 0 | 6644.579 | 0 | 722.4915 | 0 | 0 | 0
58134 | Oberlin Spear Point Solar One | Oberlin Spear Point Solar One, LLC | OH | 100% | FALSE | 3019 | 0 | 0 | 0 | 0 | 0 | 0 | 0 | 3019 | 0 | 0 | 0 | 0
58135 | Washington White Post Solar LLC | Duke | NC | 100% | TRUE | 22456 | 0 | 0 | 0 | 0 | 0 | 0 | 0 | 22456 | 0 | 0 | 0 | 0
58136 | Adkins Energy LLC | Adkins Energy LLC | IL | 100% | FALSE | 29432 | 29432 | 0 | 29432 | 0 | 0 | 0 | 0 | 0 | 7429.3538 | 0 | 0 | 0
58137 | Ensign Wind LLC | NextEra Energy | KS | 100% | TRUE | 435171 | 0 | 0 | 0 | 0 | 0 | 0 | 0 | 435171 | 0 | 0 | 0 | 0
58138 | Otter Creek Ethanol Poet - Ashton | Otter Creek Ethanol LLC - Poet Ashton | IA | 100% | FALSE | 47351.64 | 47351.64 | 0 | 47351.64 | 0 | 0 | 0 | 0 | 0 | 13964.1553 | 0 | 0 | 0
58139 | Central Energy Plant USU | Utah State University | UT | 100% | FALSE | 27825 | 27825 | 0 | 27717.799 | 107.201 | 0 | 0 | 0 | 0 | 24882.0527 | 0 | 0 | 0
58140 | Summit Street Power Plant | Kent State University | OH | 100% | FALSE | 43946.14 | 43946.14 | 0 | 43946.14 | 0 | 0 | 0 | 0 | 0 | 11959.6243 | 0 | 0 | 0
58141 | Groton Wind LLC | Avangrid | NH | 100% | TRUE | 112974 | 0 | 0 | 0 | 0 | 0 | 0 | 0 | 112974 | 0 | 0 | 0 | 0
58142 | Rock Creek Dairy | New Energy One LLC | ID | 100% | FALSE | 10327 | 0 | 0 | 0 | 0 | 0 | 0 | 10327 | 0 | 0 | 0 | 0 | 0
58144 | SVEP Solar Project Company | X-Elio North America Inc | VT | 100% | FALSE | 2784 | 0 | 0 | 0 | 0 | 0 | 0 | 0 | 2784 | 0 | 0 | 0 | 0
58145 | Williamstown Solar | X-Elio North America Inc | VT | 100% | FALSE | 2652 | 0 | 0 | 0 | 0 | 0 | 0 | 0 | 2652 | 0 | 0 | 0 | 0
58146 | Twin Rivers Paper Co LLC | Twin Rivers Paper Co LLC | ME | 100% | FALSE | 108981 | 0 | 0 | 0 | 0 | 0 | 0 | 108981 | 0 | 0 | 0 | 0 | 0
58148 | RE Kansas South LLC | NRG | CA | 75.9% | TRUE | 35116.653 | 0 | 0 | 0 | 0 | 0 | 0 | 0 | 35116.653 | 0 | 0 | 0 | 0
58148 | RE Kansas South LLC | NRG Yield Op. | CA | 24.1% | FALSE | 11150.347 | 0 | 0 | 0 | 0 | 0 | 0 | 0 | 11150.347 | 0 | 0 | 0 | 0
58149 | TA-High Desert LLC | NRG | CA | 75.9% | TRUE | 41935.509 | 0 | 0 | 0 | 0 | 0 | 0 | 0 | 41935.509 | 0 | 0 | 0 | 0
58149 | TA-High Desert LLC | NRG Yield Op. | CA | 24.1% | FALSE | 13315.491 | 0 | 0 | 0 | 0 | 0 | 0 | 0 | 13315.491 | 0 | 0 | 0 | 0
58150 | Black Cap Solar Plant | Berkshire Hathaway Energy | OR | 100% | TRUE | 3966 | 0 | 0 | 0 | 0 | 0 | 0 | 0 | 3966 | 0 | 0 | 0 | 0
58151 | Central Utility Plant - Texas A&M | Texas A&M, Utilities & Energy Services | TX | 100% | FALSE | 184290.3 | 184290.3 | 0 | 184287.607 | 2.693 | 0 | 0 | 0 | 0 | 59198.0667 | 0 | 0 | 0
58152 | Danbury Hospital Cogen Plant | Danbury Hospital | CT | 100% | FALSE | 29279 | 29279 | 0 | 29279 | 0 | 0 | 0 | 0 | 0 | 8178.2622 | 0 | 0 | 0
58153 | Eastern Maine Medical Center | Eastern Maine Medical Center | ME | 100% | FALSE | 29530 | 29530 | 0 | 29521.523 | 8.477 | 0 | 0 | 0 | 0 | 8179.5944 | 0 | 0 | 0
58154 | North Sky River Energy LLC | NextEra Energy | CA | 100% | TRUE | 465596 | 0 | 0 | 0 | 0 | 0 | 0 | 0 | 465596 | 0 | 0 | 0 | 0
58155 | Perrin Ranch Wind LLC | NextEra Energy | AZ | 65.1% | TRUE | 152729.157 | 0 | 0 | 0 | 0 | 0 | 0 | 0 | 152729.157 | 0 | 0 | 0 | 0
58155 | Perrin Ranch Wind LLC | NextEra Energy Partners | AZ | 34.9% | FALSE | 81877.843 | 0 | 0 | 0 | 0 | 0 | 0 | 0 | 81877.843 | 0 | 0 | 0 | 0
58156 | SUNY Old Westbury College | SUNY Old Westbury College | NY | 100% | FALSE | 175 | 175 | 0 | 175 | 0 | 0 | 0 | 0 | 0 | 233.0768 | 0 | 0 | 0
58157 | University of Rochester | University of Rochester | NY | 100% | FALSE | 62205 | 62205 | 0 | 62186.794 | 18.206 | 0 | 0 | 0 | 0 | 19692.0184 | 0 | 0 | 0
58158 | Wesleyan University Cogen 1 | Wesleyan University | CT | 100% | FALSE | 12692.96 | 12692.96 | 0 | 12692.96 | 0 | 0 | 0 | 0 | 0 | 5739.5466 | 0 | 0 | 0
58159 | UCONN Cogen Facility | University of Connecticut | CT | 100% | FALSE | 123061.38 | 123061.38 | 0 | 119634.624 | 3426.756 | 0 | 0 | 0 | 0 | 42500.7593 | 0 | 0 | 0
58160 | Williams College - Campus CHP | President & Trustees of Williams College | MA | 100% | FALSE | 2642 | 2642 | 0 | 2605.324 | 36.676 | 0 | 0 | 0 | 0 | 804.0631 | 0 | 0 | 0
58161 | Western Michigan University Power Plant | Western Michigan University | MI | 100% | FALSE | 71972.96 | 71972.96 | 0 | 71972.96 | 0 | 0 | 0 | 0 | 0 | 20837.0585 | 0 | 0 | 0
58162 | Cirrus Wind 1 LLC | Cirrus Wind 1 LLC | TX | 100% | FALSE | 105950 | 0 | 0 | 0 | 0 | 0 | 0 | 0 | 105950 | 0 | 0 | 0 | 0
58163 | Mercy Medical Center | Mercy Medical Center | NY | 100% | FALSE | 8 | 8 | 0 | 0 | 8 | 0 | 0 | 0 | 0 | 18.7504 | 0 | 0 | 0
58164 | Slayton Solar | Ecos Energy LLC | MN | 100% | FALSE | 2551 | 0 | 0 | 0 | 0 | 0 | 0 | 0 | 2551 | 0 | 0 | 0 | 0
58165 | College of New Jersey | The College of New Jersey | NJ | 100% | FALSE | 29286 | 29286 | 0 | 29286 | 0 | 0 | 0 | 0 | 0 | 25.0727 | 0 | 0 | 0
58166 | Smith College Central Heating Plant | The Trustees of Smith College | MA | 100% | FALSE | 14848.96 | 14848.96 | 0 | 14848.96 | 0 | 0 | 0 | 0 | 0 | 3596.9696 | 0 | 0 | 0
58167 | William Floyd School District | William Floyd School District | NY | 100% | FALSE | 2392 | 2392 | 0 | 2389.532 | 2.468 | 0 | 0 | 0 | 0 | 627.8668 | 0 | 0 | 0
58168 | Energy Center | University of Redlands | CA | 100% | FALSE | 6938.4 | 6938.4 | 0 | 6938.4 | 0 | 0 | 0 | 0 | 0 | 3447.0593 | 0 | 0 | 0
58169 | CSUF Trigeneration | California State University at Fullerton | CA | 100% | FALSE | 31783.38 | 26744.38 | 0 | 26744.38 | 0 | 0 | 0 | 0 | 5039 | 7695.9193 | 0 | 0 | 0
58170 | Crafton Hills College Solar Farm | San Bernardino Comm College Dist | CA | 100% | FALSE | 0 | 0 | 0 | 0 | 0 | 0 | 0 | 0 | 0 | 0 | 0 | 0 | 0
58171 | Prairie Fire | Fortis | AZ | 100% | TRUE | 8971 | 0 | 0 | 0 | 0 | 0 | 0 | 0 | 8971 | 0 | 0 | 0 | 0
58172 | Seaside Heights Power Plant | Seaside Heights Municipal Utility | NJ | 100% | FALSE | 0 | 0 | 0 | 0 | 0 | 0 | 0 | 0 | 0 | 0 | 0 | 0 | 0
58173 | BMW Manufacturing Co | BMW Manufacturing Co LLC | SC | 100% | FALSE | 57063.44 | 0 | 0 | 0 | 0 | 0 | 0 | 57063.44 | 0 | 0 | 0 | 0 | 0
58174 | Wilson Solar | ConEdison | MA | 100% | FALSE | 2763 | 0 | 0 | 0 | 0 | 0 | 0 | 0 | 2763 | 0 | 0 | 0 | 0
58177 | Kishwaukee CHP Plant | Rock River Water Reclamation District | IL | 100% | FALSE | 8918 | 584.032 | 0 | 584.032 | 0 | 0 | 0 | 8333.968 | 0 | 150.9623 | 0 | 0 | 0
58178 | M. G. Emmett J. Bean Federal Center | U.S. General Services Administration | IN | 100% | FALSE | 1786 | 0 | 0 | 0 | 0 | 0 | 0 | 0 | 1786 | 0 | 0 | 0 | 0
58179 | MTSU Power Co-Gen Plant | Middle Tennessee State University | TN | 100% | FALSE | 30247.48 | 30247.48 | 0 | 30247.48 | 0 | 0 | 0 | 0 | 0 | 13224.1305 | 0 | 0 | 0
58180 | UNH 7.9 MW Plant | Emcor Energy Services | NH | 100% | FALSE | 57453 | 12245.47 | 0 | 10431.739 | 1813.731 | 0 | 0 | 45207.53 | 0 | 3121.9882 | 0 | 0 | 0
58181 | Loyola University Health Plant | Loyola University Health System | IL | 100% | FALSE | 56403.9 | 56403.9 | 0 | 56403.9 | 0 | 0 | 0 | 0 | 0 | 38257.3905 | 0 | 0 | 0
58183 | Prairie Horizon Agri Energy | Prairie Horizon Agri Energy LLC | KS | 100% | FALSE | 113.49 | 113.49 | 0 | 113.49 | 0 | 0 | 0 | 0 | 0 | 97.1933 | 0 | 0 | 0
58184 | Rand Whitney CHP Plant | Rand Whitney Containerboard L.P. | CT | 100% | FALSE | 118900 | 118900 | 0 | 118900 | 0 | 0 | 0 | 0 | 0 | 29298.6014 | 0 | 0 | 0
58185 | Amherst College Co Gen | Amherst College | MA | 100% | FALSE | 8525 | 8525 | 0 | 8516.619 | 8.381 | 0 | 0 | 0 | 0 | 214.0914 | 0 | 0 | 0
58186 | HVCC Cogen Plant | Hudson Valley Community College | NY | 100% | FALSE | 13258 | 13258 | 0 | 13137.377 | 120.623 | 0 | 0 | 0 | 0 | 9408.6215 | 0 | 0 | 0
58187 | 180 Raritan Solar | 180 Raritan Energy Solutions, LLC | NJ | 100% | FALSE | 2547 | 0 | 0 | 0 | 0 | 0 | 0 | 0 | 2547 | 0 | 0 | 0 | 0
58190 | Thomas M Knott Cogen Facility | Sentinel Peak Resources California, LLC | CA | 100% | FALSE | 0 | 0 | 0 | 0 | 0 | 0 | 0 | 0 | 0 | 0 | 0 | 0 | 0
58191 | US Magnesium | US Magnesium | UT | 100% | FALSE | 220626.42 | 220626.42 | 0 | 220626.42 | 0 | 0 | 0 | 0 | 0 | 149645.272 | 0 | 0 | 0
58192 | Arkalon Ethanol LLC | Arkalon Ethanol LLC | KS | 100% | FALSE | 0 | 0 | 0 | 0 | 0 | 0 | 0 | 0 | 0 | 0 | 0 | 0 | 0
58193 | Bonanza BioEnergy LLC | Bonanza BioEnergy LLC | KS | 100% | FALSE | 4385 | 4385 | 0 | 4385 | 0 | 0 | 0 | 0 | 0 | 1249.1353 | 0 | 0 | 0
58194 | West Campus Steam Plant | Penn State University | PA | 100% | FALSE | 10182.09 | 10182.09 | 0 | 10182.09 | 0 | 0 | 0 | 0 | 0 | 2433.9815 | 0 | 0 | 0
58195 | East Campus Steam Plant | Penn State University | PA | 100% | FALSE | 55300.42 | 55300.42 | 0 | 55243.718 | 56.702 | 0 | 0 | 0 | 0 | 13897.8997 | 0 | 0 | 0
58196 | Cargill Salt Hersey | Cargill Salt Hersey | MI | 100% | FALSE | 2413.36 | 2413.36 | 0 | 2413.36 | 0 | 0 | 0 | 0 | 0 | 2157.1297 | 0 | 0 | 0
58197 | Poet Biorefining Lake Crystal | Poet Biorefining Lake Crystal | MN | 100% | FALSE | 7456 | 7456 | 0 | 7152 | 304 | 0 | 0 | 0 | 0 | 4814.3819 | 0 | 0 | 0
58198 | Parnassus Central Utility Plant | University of California-San Francisco | CA | 100% | FALSE | 69674 | 69674 | 0 | 69583.84 | 90.16 | 0 | 0 | 0 | 0 | 24837.8092 | 0 | 0 | 0
58199 | Arizona State University CHP | NRG | AZ | 75.9% | TRUE | 38646.003 | 38646.003 | 0 | 38646.003 | 0 | 0 | 0 | 0 | 0 | 10854.2154 | 0 | 0 | 0
58199 | Arizona State University CHP | NRG Yield Op. | AZ | 24.1% | FALSE | 12270.997 | 12270.997 | 0 | 12270.997 | 0 | 0 | 0 | 0 | 0 | 3446.4636 | 0 | 0 | 0
58200 | Burnside Alumina Plant | Almatis Burnside Inc. | LA | 100% | FALSE | 57918.7 | 57918.7 | 0 | 57918.7 | 0 | 0 | 0 | 0 | 0 | 23346.8427 | 0 | 0 | 0
58201 | Monroe Community College Plant | Monroe Newpower Corporation | NY | 100% | FALSE | 12291.16 | 12291.16 | 0 | 12291.16 | 0 | 0 | 0 | 0 | 0 | 3969.9042 | 0 | 0 | 0
58202 | RE Victor Phelan Solar One LLC | X-Elio North America Inc | CA | 100% | FALSE | 47220 | 0 | 0 | 0 | 0 | 0 | 0 | 0 | 47220 | 0 | 0 | 0 | 0
58203 | Minco Wind III, LLC | NextEra Energy | OK | 100% | TRUE | 450674 | 0 | 0 | 0 | 0 | 0 | 0 | 0 | 450674 | 0 | 0 | 0 | 0
58204 | Grassland 3&4 Solar Project | Yolo County of | CA | 100% | FALSE | 4672 | 0 | 0 | 0 | 0 | 0 | 0 | 0 | 4672 | 0 | 0 | 0 | 0
58205 | Grand Ave Plant | Veolia Energy Kansas City | MO | 100% | FALSE | 35320 | 35320 | 590.35 | 34729.65 | 0 | 0 | 0 | 0 | 0 | 9638.6694 | 0 | 0 | 0
58206 | West Gates Solar Station | PG&E | CA | 100% | TRUE | 21555 | 0 | 0 | 0 | 0 | 0 | 0 | 0 | 21555 | 0 | 0 | 0 | 0
58207 | Central Utility Plant at White Oak | GSA Metropolitan Service Center | MD | 100% | FALSE | 105938.39 | 105938.39 | 0 | 105199.081 | 739.309 | 0 | 0 | 0 | 0 | 74785.8288 | 0 | 0 | 0
58208 | Cinnamon Bay Edgeboro Landfill | Cinnamon Bay LLC | NJ | 100% | FALSE | 35735 | 1298.169 | 0 | 1298.169 | 0 | 0 | 0 | 34436.831 | 0 | 916.352 | 0 | 0 | 0
58209 | NextEra-Blackwell Wind, LLC | NextEra Energy | OK | 100% | TRUE | 240893 | 0 | 0 | 0 | 0 | 0 | 0 | 0 | 240893 | 0 | 0 | 0 | 0
58210 | NFM Solar Power LLC | PSP Investments | MA | 100% | FALSE | 1996 | 0 | 0 | 0 | 0 | 0 | 0 | 0 | 1996 | 0 | 0 | 0 | 0
58214 | West Greenwich Solar | ConEdison | RI | 100% | FALSE | 2643 | 0 | 0 | 0 | 0 | 0 | 0 | 0 | 2643 | 0 | 0 | 0 | 0
58215 | Lee Combined Cycle Plant | Duke | NC | 100% | TRUE | 7293047.99 | 7293047.99 | 0 | 7292969.5 | 78.49 | 0 | 0 | 0 | 0 | 3083174.5728 | 0 | 0 | 0
58216 | J.R. Simplot Company | J.R. Simplot Company | CA | 100% | FALSE | 8530.81 | 0 | 0 | 0 | 0 | 0 | 0 | 8530.81 | 0 | 0 | 0 | 0 | 0
58217 | Grassland 1&2 Solar Project | Yolo County of | CA | 100% | FALSE | 4610 | 0 | 0 | 0 | 0 | 0 | 0 | 0 | 4610 | 0 | 0 | 0 | 0
58218 | Spion Kop Wind Farm | NorthWestern Energy | MT | 100% | FALSE | 131182 | 0 | 0 | 0 | 0 | 0 | 0 | 0 | 131182 | 0 | 0 | 0 | 0
58219 | GL Dairy Biogas | GL Dairy Biogas LLC | WI | 100% | FALSE | 13893 | 0 | 0 | 0 | 0 | 0 | 0 | 13893 | 0 | 0 | 0 | 0 | 0
58220 | Haviland Plastic Products | Haviland Plastic Products Co | OH | 100% | FALSE | 15008 | 0 | 0 | 0 | 0 | 0 | 0 | 0 | 15008 | 0 | 0 | 0 | 0
58222 | E.B. Eddy Paper Inc | E.B. Eddy Paper Inc | MI | 100% | FALSE | 32821 | 32821 | 0 | 32815.203 | 5.797 | 0 | 0 | 0 | 0 | 7982.2901 | 0 | 0 | 0
58223 | Hoag Hospital Cogen Plant | Hoag Memorial Presbyterian Hospital | CA | 100% | FALSE | 2547.02 | 2547.02 | 0 | 2547.02 | 0 | 0 | 0 | 0 | 0 | 9194.7297 | 0 | 0 | 0
58224 | CCSU Co-Gen-STBY Gen | Central Connecticut State University | CT | 100% | FALSE | 9270 | 9270 | 0 | 9270 | 0 | 0 | 0 | 0 | 0 | 2100.5554 | 0 | 0 | 0
58226 | Newberry Solar 1 LLC | Newberry Solar 1 LLC | CA | 100% | FALSE | 2966 | 0 | 0 | 0 | 0 | 0 | 0 | 0 | 2966 | 0 | 0 | 0 | 0
58227 | SEPV9 Power Plant | Duke | CA | 100% | TRUE | 25620 | 0 | 0 | 0 | 0 | 0 | 0 | 0 | 25620 | 0 | 0 | 0 | 0
58228 | Milford Solar Farm | PSEG | DE | 100% | TRUE | 19922 | 0 | 0 | 0 | 0 | 0 | 0 | 0 | 19922 | 0 | 0 | 0 | 0
58229 | Lake Marion | Energy Alternatives Wholesale LLC | MN | 100% | FALSE | 19 | 19 | 0 | 0 | 19 | 0 | 0 | 0 | 0 | 17.2014 | 0 | 0 | 0
58230 | Hastings | Energy Alternatives Wholesale LLC | MN | 100% | FALSE | 20 | 20 | 0 | 0 | 20 | 0 | 0 | 0 | 0 | 17.2014 | 0 | 0 | 0
58231 | Lincoln Financial Field | NRG | PA | 100% | TRUE | 3418 | 0 | 0 | 0 | 0 | 0 | 0 | 0 | 3418 | 0 | 0 | 0 | 0
58232 | Tahquitz High School | AES | CA | 50% | TRUE | 832.5 | 0 | 0 | 0 | 0 | 0 | 0 | 0 | 832.5 | 0 | 0 | 0 | 0
58232 | Tahquitz High School | AIMCo | CA | 50% | FALSE | 832.5 | 0 | 0 | 0 | 0 | 0 | 0 | 0 | 832.5 | 0 | 0 | 0 | 0
58234 | SEPV 8 | Duke | CA | 100% | TRUE | 32973 | 0 | 0 | 0 | 0 | 0 | 0 | 0 | 32973 | 0 | 0 | 0 | 0
58235 | Clayville | City of Vineland - (NJ) | NJ | 100% | FALSE | 100970 | 100970 | 0 | 100970 | 0 | 0 | 0 | 0 | 0 | 58470.092 | 0.295 | 6.416 | 0
58236 | Marshalltown Generating Station | Alliant Energy | IA | 100% | TRUE | 1307628 | 1307628 | 0 | 1307628 | 0 | 0 | 0 | 0 | 0 | 625791.451 | 3.159 | 38.736 | 0
58237 | CCSU Fuel Cell Project | New Britain Renewable Energy, LLC | CT | 100% | FALSE | 9196 | 9196 | 0 | 9196 | 0 | 0 | 0 | 0 | 0 | 3806.1426 | 0 | 0 | 0
58238 | Georgia Mountain Community Wind Farm | Georgia Mountain Community Wind, LLC | VT | 100% | FALSE | 30490 | 0 | 0 | 0 | 0 | 0 | 0 | 0 | 30490 | 0 | 0 | 0 | 0
58239 | Kent County-Kennedyville | WGL Energy Systems, Inc | MD | 100% | FALSE | 1675 | 0 | 0 | 0 | 0 | 0 | 0 | 0 | 1675 | 0 | 0 | 0 | 0
58240 | Kit Carson | WGL Energy Systems, Inc | NM | 100% | FALSE | 2522 | 0 | 0 | 0 | 0 | 0 | 0 | 0 | 2522 | 0 | 0 | 0 | 0
58241 | Rock Hall | WGL Energy Systems, Inc | MD | 100% | FALSE | 1829 | 0 | 0 | 0 | 0 | 0 | 0 | 0 | 1829 | 0 | 0 | 0 | 0
58243 | Kent County - Worton Complex | WGL Energy Systems, Inc | MD | 100% | FALSE | 1528 | 0 | 0 | 0 | 0 | 0 | 0 | 0 | 1528 | 0 | 0 | 0 | 0
58244 | West Valley High School Solar | AES | CA | 50% | TRUE | 722.5 | 0 | 0 | 0 | 0 | 0 | 0 | 0 | 722.5 | 0 | 0 | 0 | 0
58244 | West Valley High School Solar | AIMCo | CA | 50% | FALSE | 722.5 | 0 | 0 | 0 | 0 | 0 | 0 | 0 | 722.5 | 0 | 0 | 0 | 0
58245 | Northeastern Illinois University Cogen | Northeastern Illinois University | IL | 100% | FALSE | 14.7 | 14.7 | 0 | 14.7 | 0 | 0 | 0 | 0 | 0 | 5.7276 | 0 | 0 | 0
58246 | Millersville LFG | LES Operations Services LLC | MD | 100% | FALSE | 26527 | 0 | 0 | 0 | 0 | 0 | 0 | 26527 | 0 | 0 | 0 | 0 | 0
58249 | VA Sepulveda Ambulatory Care Center | VA Sepulveda Ambulatory Care Center | CA | 100% | FALSE | 5168 | 0 | 0 | 0 | 0 | 0 | 0 | 0 | 5168 | 0 | 0 | 0 | 0
58250 | Tullytown | Waste Management | PA | 100% | FALSE | 12868 | 0 | 0 | 0 | 0 | 0 | 0 | 12868 | 0 | 0 | 0 | 0 | 0
58251 | C&H Sugar Plant | C&H Sugar Company Inc | CA | 100% | FALSE | 43966 | 0 | 0 | 0 | 0 | 0 | 0 | 43966 | 0 | 0 | 0 | 0 | 0
58252 | Alpha Ridge LFG | Howard County - Maryland | MD | 100% | FALSE | 4666 | 0 | 0 | 0 | 0 | 0 | 0 | 4666 | 0 | 0 | 0 | 0 | 0
58254 | Chatham | City of Lowell - (MI) | MI | 100% | FALSE | 93 | 93 | 0 | 93 | 0 | 0 | 0 | 0 | 0 | 86.0304 | 0 | 0 | 0
58256 | Los Alamos PV Site | Los Alamos County | NM | 100% | FALSE | 1511 | 0 | 0 | 0 | 0 | 0 | 0 | 0 | 1511 | 0 | 0 | 0 | 0
58257 | Upper Pacolet Hydro | Lockhart Power Co | SC | 100% | FALSE | 4170 | 0 | 0 | 0 | 0 | 0 | 4170 | 0 | 0 | 0 | 0 | 0 | 0
58258 | Central Utilities Plant LAX 2 | LAX Airport | CA | 100% | FALSE | 29131.48 | 29131.48 | 0 | 29131.48 | 0 | 0 | 0 | 0 | 0 | 7056.7698 | 0 | 0 | 0
58259 | Kalaeloa Solar Two | Kalaeloa Solar Two LLC | HI | 100% | FALSE | 10807 | 0 | 0 | 0 | 0 | 0 | 0 | 0 | 10807 | 0 | 0 | 0 | 0
58260 | Brunswick County Power Station | Dominion | VA | 100% | TRUE | 8169077 | 8169077 | 0 | 8169077 | 0 | 0 | 0 | 0 | 0 | 3382514.758 | 17.076 | 162.671 | 0
58261 | FAA NorCal TRACON | Brookfield | CA | 51% | TRUE | 1003.68 | 0 | 0 | 0 | 0 | 0 | 0 | 0 | 1003.68 | 0 | 0 | 0 | 0
58261 | FAA NorCal TRACON | TerraForm Power | CA | 49% | FALSE | 964.32 | 0 | 0 | 0 | 0 | 0 | 0 | 0 | 964.32 | 0 | 0 | 0 | 0
58262 | Badger 1 | PSEG | AZ | 100% | TRUE | 40069 | 0 | 0 | 0 | 0 | 0 | 0 | 0 | 40069 | 0 | 0 | 0 | 0
58263 | Bay View Cogeneration Facility | COT/Division of Water Reclamation | OH | 100% | FALSE | 0 | 0 | 0 | 0 | 0 | 0 | 0 | 0 | 0 | 0 | 0 | 0 | 0
58264 | Apple Data Center - Fuel Cell 1&2 | Apple, Inc | NC | 100% | FALSE | 79393 | 0 | 0 | 0 | 0 | 0 | 0 | 79393 | 0 | 0 | 0 | 0 | 0
58266 | Port Westward Unit 2 | Portland General Electric | OR | 100% | TRUE | 164440 | 164440 | 0 | 164440 | 0 | 0 | 0 | 0 | 0 | 90915.517 | 0 | 0 | 0
58268 | UNC-CH LFG Facility | University of North Carolina | NC | 100% | FALSE | 6843 | 0 | 0 | 0 | 0 | 0 | 0 | 6843 | 0 | 0 | 0 | 0 | 0
58269 | Bay View Backup Power Facility | COT/Division of Water Reclamation | OH | 100% | FALSE | 3230 | 238.939 | 0 | 222.758 | 16.181 | 0 | 0 | 2991.061 | 0 | 125.9999 | 0 | 0 | 0
58273 | South Robeson Farm | Greenbacker Renewable Energy Corporation | NC | 100% | FALSE | 9519 | 0 | 0 | 0 | 0 | 0 | 0 | 0 | 9519 | 0 | 0 | 0 | 0
58274 | Raeford Farm | SRE Utility Solar 1, LLC | NC | 100% | FALSE | 9527 | 0 | 0 | 0 | 0 | 0 | 0 | 0 | 9527 | 0 | 0 | 0 | 0
58275 | Mass Midstate Solar 3 | Brookfield | MA | 51% | TRUE | 3044.7 | 0 | 0 | 0 | 0 | 0 | 0 | 0 | 3044.7 | 0 | 0 | 0 | 0
58275 | Mass Midstate Solar 3 | TerraForm Power | MA | 49% | FALSE | 2925.3 | 0 | 0 | 0 | 0 | 0 | 0 | 0 | 2925.3 | 0 | 0 | 0 | 0
58276 | Mass Midstate Solar 2 | Brookfield | MA | 51% | TRUE | 3544.5 | 0 | 0 | 0 | 0 | 0 | 0 | 0 | 3544.5 | 0 | 0 | 0 | 0
58276 | Mass Midstate Solar 2 | TerraForm Power | MA | 49% | FALSE | 3405.5 | 0 | 0 | 0 | 0 | 0 | 0 | 0 | 3405.5 | 0 | 0 | 0 | 0
58277 | Paia Hydroelectric Plant | Alexander & Baldwin, Inc. | HI | 100% | FALSE | 0 | 0 | 0 | 0 | 0 | 0 | 0 | 0 | 0 | 0 | 0 | 0 | 0
58278 | TNSG North Plant | TDX North Slope Generating Inc. | AK | 100% | FALSE | 65312 | 65312 | 0 | 65312 | 0 | 0 | 0 | 0 | 0 | 47488.4142 | 0 | 0 | 0
58279 | Mass Midstate Solar 1 | Brookfield | MA | 51% | TRUE | 3197.19 | 0 | 0 | 0 | 0 | 0 | 0 | 0 | 3197.19 | 0 | 0 | 0 | 0
58279 | Mass Midstate Solar 1 | TerraForm Power | MA | 49% | FALSE | 3071.81 | 0 | 0 | 0 | 0 | 0 | 0 | 0 | 3071.81 | 0 | 0 | 0 | 0
58280 | Millbury Solar | Brookfield | MA | 51% | TRUE | 2221.56 | 0 | 0 | 0 | 0 | 0 | 0 | 0 | 2221.56 | 0 | 0 | 0 | 0
58280 | Millbury Solar | TerraForm Power | MA | 49% | FALSE | 2134.44 | 0 | 0 | 0 | 0 | 0 | 0 | 0 | 2134.44 | 0 | 0 | 0 | 0
58283 | Freetown Solar | TransAlta | MA | 100% | FALSE | 7170 | 0 | 0 | 0 | 0 | 0 | 0 | 0 | 7170 | 0 | 0 | 0 | 0
58284 | La Luz Energy Center | PNM Resources | NM | 100% | TRUE | 10484 | 10484 | 0 | 10484 | 0 | 0 | 0 | 0 | 0 | 6382.871 | 0.032 | 1.127 | 0
58289 | Venable Solar 1 | Venable Solar, LLC | CA | 100% | FALSE | 3183 | 0 | 0 | 0 | 0 | 0 | 0 | 0 | 3183 | 0 | 0 | 0 | 0
58290 | Venable Solar 2 | Venable Solar, LLC | CA | 100% | FALSE | 3403 | 0 | 0 | 0 | 0 | 0 | 0 | 0 | 3403 | 0 | 0 | 0 | 0
58292 | Jewish Community Center PV | Main Street Power | AZ | 100% | FALSE | 2182 | 0 | 0 | 0 | 0 | 0 | 0 | 0 | 2182 | 0 | 0 | 0 | 0
58293 | Paradise Valley H.S. PV | Main Street Power | AZ | 100% | FALSE | 2616 | 0 | 0 | 0 | 0 | 0 | 0 | 0 | 2616 | 0 | 0 | 0 | 0
58304 | Kingsburg Solar | Tulare PV II LLC | CA | 100% | FALSE | 7358 | 0 | 0 | 0 | 0 | 0 | 0 | 0 | 7358 | 0 | 0 | 0 | 0
58305 | PCIP Solar | Greenbacker Renewable Energy Corporation | NC | 100% | FALSE | 1970 | 0 | 0 | 0 | 0 | 0 | 0 | 0 | 1970 | 0 | 0 | 0 | 0
58306 | Exeter Solar | Tulare PV I LLC | CA | 100% | FALSE | 6606 | 0 | 0 | 0 | 0 | 0 | 0 | 0 | 6606 | 0 | 0 | 0 | 0
58307 | Ivanhoe Solar | Tulare PV I LLC | CA | 100% | FALSE | 6583 | 0 | 0 | 0 | 0 | 0 | 0 | 0 | 6583 | 0 | 0 | 0 | 0
58308 | Lindsay Solar | Tulare PV I LLC | CA | 100% | FALSE | 7452 | 0 | 0 | 0 | 0 | 0 | 0 | 0 | 7452 | 0 | 0 | 0 | 0
58309 | Porterville Solar | Tulare PV I LLC | CA | 100% | FALSE | 6714 | 0 | 0 | 0 | 0 | 0 | 0 | 0 | 6714 | 0 | 0 | 0 | 0
58310 | Lake Charles Plant | Rain CII Carbon LLC | LA | 100% | FALSE | 157968 | 0 | 0 | 0 | 0 | 0 | 0 | 157968 | 0 | 0 | 0 | 0 | 0
58319 | Patua Acquisition Project, LLC | Patua Acquisition Company, LLC | NV | 100% | FALSE | 124895 | 0 | 0 | 0 | 0 | 0 | 0 | 0 | 124895 | 0 | 0 | 0 | 0
58320 | G2 Energy Hay Rd | G2 Energy LLC | CA | 100% | FALSE | 11523 | 0 | 0 | 0 | 0 | 0 | 0 | 11523 | 0 | 0 | 0 | 0 | 0
58321 | Goldthwaite Wind Energy Facility | Invenergy | TX | 100% | TRUE | 561145 | 0 | 0 | 0 | 0 | 0 | 0 | 0 | 561145 | 0 | 0 | 0 | 0
58322 | Prairie Breeze | Brookfield | NE | 45.95% | TRUE | 362342.9344 | 0 | 0 | 0 | 0 | 0 | 0 | 0 | 362342.9344 | 0 | 0 | 0 | 0
58322 | Prairie Breeze | TerraForm Power | NE | 44.15% | FALSE | 348133.4076 | 0 | 0 | 0 | 0 | 0 | 0 | 0 | 348133.4076 | 0 | 0 | 0 | 0
58322 | Prairie Breeze | Invenergy | NE | 9.9% | TRUE | 78065.658 | 0 | 0 | 0 | 0 | 0 | 0 | 0 | 78065.658 | 0 | 0 | 0 | 0
58324 | Vansycle II Wind Energy Center | NextEra Energy | OR | 100% | TRUE | 206549 | 0 | 0 | 0 | 0 | 0 | 0 | 0 | 206549 | 0 | 0 | 0 | 0
58325 | Charles D. Lamb Energy Center | Oklahoma Municipal Power Authority | OK | 100% | FALSE | 46766 | 46766 | 0 | 46766 | 0 | 0 | 0 | 0 | 0 | 37234.667 | 0.188 | 10.42 | 0
58329 | UMMS at Pocomoke | Exelon | MD | 100% | TRUE | 4952 | 0 | 0 | 0 | 0 | 0 | 0 | 0 | 4952 | 0 | 0 | 0 | 0
58330 | The Andersons Albion Ethanol LLC | The Andersons Albion Ethanol LLC | MI | 100% | FALSE | 61588.85 | 61588.85 | 0 | 61588.85 | 0 | 0 | 0 | 0 | 0 | 17415.2473 | 0 | 0 | 0
58351 | Tuscola Bay Wind | NextEra Energy | MI | 65.1% | TRUE | 231105.651 | 0 | 0 | 0 | 0 | 0 | 0 | 0 | 231105.651 | 0 | 0 | 0 | 0
58351 | Tuscola Bay Wind | NextEra Energy Partners | MI | 34.9% | FALSE | 123895.349 | 0 | 0 | 0 | 0 | 0 | 0 | 0 | 123895.349 | 0 | 0 | 0 | 0
58352 | McKinley Paper Co. - Washington Mill | McKinley Paper Co. - Washington Mill | WA | 100% | FALSE | 28591 | 24.062 | 0 | 0 | 24.062 | 0 | 0 | 28566.938 | 0 | 17.1199 | 0 | 0 | 0
58354 | Radiance Solar 4 | Radiance Solar LLC | CA | 100% | FALSE | 3302.64 | 0 | 0 | 0 | 0 | 0 | 0 | 0 | 3302.64 | 0 | 0 | 0 | 0
58355 | Radiance Solar 5 | Radiance Solar LLC | CA | 100% | FALSE | 3249.18 | 0 | 0 | 0 | 0 | 0 | 0 | 0 | 3249.18 | 0 | 0 | 0 | 0
58362 | Quittacas Pond Solar | ConEdison | MA | 100% | FALSE | 5335 | 0 | 0 | 0 | 0 | 0 | 0 | 0 | 5335 | 0 | 0 | 0 | 0
58363 | Majestic II Wind | NextEra Energy | TX | 100% | TRUE | 296592 | 0 | 0 | 0 | 0 | 0 | 0 | 0 | 296592 | 0 | 0 | 0 | 0
58365 | CJTS Energy Center | Ameresco Select Inc | CT | 100% | FALSE | 3082.86 | 3082.86 | 0 | 3082.86 | 0 | 0 | 0 | 0 | 0 | 1562.9825 | 0 | 0 | 0
58370 | Gridley Main | Light Beam Power Co LLC | CA | 100% | FALSE | 2016 | 0 | 0 | 0 | 0 | 0 | 0 | 0 | 2016 | 0 | 0 | 0 | 0
58371 | Gridley Main Two | Light Beam Power Co LLC | CA | 100% | FALSE | 4000 | 0 | 0 | 0 | 0 | 0 | 0 | 0 | 4000 | 0 | 0 | 0 | 0
58372 | Blue Summit Wind LLC | NextEra Energy | TX | 100% | TRUE | 473694 | 0 | 0 | 0 | 0 | 0 | 0 | 0 | 473694 | 0 | 0 | 0 | 0
58375 | Triton East and West Cogen | Triton College | IL | 100% | FALSE | 508 | 508 | 0 | 508 | 0 | 0 | 0 | 0 | 0 | 330.6792 | 0 | 0 | 0
58376 | Oakley Solar Project | Oakley Solar Project LLC | CA | 100% | FALSE | 2322 | 0 | 0 | 0 | 0 | 0 | 0 | 0 | 2322 | 0 | 0 | 0 | 0
58378 | W.A. Parish Carbon Capture Plant | NRG | TX | 50% | TRUE | 135641.5 | 135641.5 | 0 | 135641.5 | 0 | 0 | 0 | 0 | 0 | 176306.1165 | 0.8945 | 10.611 | 0
58378 | W.A. Parish Carbon Capture Plant | JX Nippon | TX | 50% | FALSE | 135641.5 | 135641.5 | 0 | 135641.5 | 0 | 0 | 0 | 0 | 0 | 176306.1165 | 0.8945 | 10.611 | 0
58379 | Cold Canyon 1 | Toro Energy of California SLO | CA | 100% | FALSE | 10773 | 0 | 0 | 0 | 0 | 0 | 0 | 10773 | 0 | 0 | 0 | 0 | 0
58380 | JBER Landfill Gas Power Plant | Doyon Utilities, LLC | AK | 100% | FALSE | 44030 | 1845.484 | 0 | 1845.484 | 0 | 0 | 0 | 42184.516 | 0 | 1079.7045 | 0 | 0 | 0
58382 | Threemile Digester | TMF Biofuels, LLC | OR | 100% | FALSE | 28724 | 0 | 0 | 0 | 0 | 0 | 0 | 28724 | 0 | 0 | 0 | 0 | 0
58383 | Hyder II | Pinnacle West | AZ | 100% | TRUE | 36400 | 0 | 0 | 0 | 0 | 0 | 0 | 0 | 36400 | 0 | 0 | 0 | 0
58384 | Fargo Drop | Riverside Investments LLC | ID | 100% | FALSE | 3979 | 0 | 0 | 0 | 0 | 0 | 3979 | 0 | 0 | 0 | 0 | 0 | 0
58385 | Northbridge Solar | ConEdison | MA | 100% | FALSE | 3189 | 0 | 0 | 0 | 0 | 0 | 0 | 0 | 3189 | 0 | 0 | 0 | 0
58386 | CU Solar Plant | CU Solar LLC | OH | 100% | FALSE | 2496 | 0 | 0 | 0 | 0 | 0 | 0 | 0 | 2496 | 0 | 0 | 0 | 0
58387 | CES Sterling LLC | SunEdison | MA | 100% | FALSE | 3078 | 0 | 0 | 0 | 0 | 0 | 0 | 0 | 3078 | 0 | 0 | 0 | 0
58388 | Solar Star 1 | Berkshire Hathaway Energy | CA | 100% | TRUE | 905531 | 0 | 0 | 0 | 0 | 0 | 0 | 0 | 905531 | 0 | 0 | 0 | 0
58389 | Solar Star 2 | Berkshire Hathaway Energy | CA | 100% | TRUE | 768189 | 0 | 0 | 0 | 0 | 0 | 0 | 0 | 768189 | 0 | 0 | 0 | 0
58390 | Jordan Hydroelectric Project | Jordan Hydroelectric LTD PTP | NC | 100% | FALSE | 9895 | 0 | 0 | 0 | 0 | 0 | 9895 | 0 | 0 | 0 | 0 | 0 | 0
58391 | IND Solar Farm 1st Phase | IND Solar Farm | IN | 100% | FALSE | 15603 | 0 | 0 | 0 | 0 | 0 | 0 | 0 | 15603 | 0 | 0 | 0 | 0
58392 | Flint Creek Hydroelectric LLC | Hydrodynamics Inc | MT | 100% | FALSE | 13710 | 0 | 0 | 0 | 0 | 0 | 13710 | 0 | 0 | 0 | 0 | 0 | 0
58397 | Ameresco Johnson Canyon | AMERESCO | CA | 100% | FALSE | 9281 | 0 | 0 | 0 | 0 | 0 | 0 | 9281 | 0 | 0 | 0 | 0 | 0
58398 | Heber Solar | RET Capital | CA | 100% | FALSE | 26136 | 0 | 0 | 0 | 0 | 0 | 0 | 0 | 26136 | 0 | 0 | 0 | 0
58400 | Central Energy Facility | Clemson University - Main Campus | SC | 100% | FALSE | 231 | 231 | 0 | 231 | 0 | 0 | 0 | 0 | 0 | 186.7888 | 0 | 0 | 0
58401 | Volkswagen Solar System | SR Enterprise South LLC | TN | 100% | FALSE | 12864 | 0 | 0 | 0 | 0 | 0 | 0 | 0 | 12864 | 0 | 0 | 0 | 0
58402 | Solar Star New Jersey NJ LLC | Brookfield | NJ | 51% | TRUE | 1274.49 | 0 | 0 | 0 | 0 | 0 | 0 | 0 | 1274.49 | 0 | 0 | 0 | 0
58402 | Solar Star New Jersey NJ LLC | TerraForm Power | NJ | 49% | FALSE | 1224.51 | 0 | 0 | 0 | 0 | 0 | 0 | 0 | 1224.51 | 0 | 0 | 0 | 0
58403 | Bellingham PV | WGL Energy Systems, Inc | MA | 100% | FALSE | 4395 | 0 | 0 | 0 | 0 | 0 | 0 | 0 | 4395 | 0 | 0 | 0 | 0
58404 | Pantex | Pantex (NNSA) | TX | 100% | FALSE | 41960 | 0 | 0 | 0 | 0 | 0 | 0 | 0 | 41960 | 0 | 0 | 0 | 0
58405 | ESS Battery Microgrid | Kodiak Electric Assn Inc | AK | 100% | FALSE | 0 | 0 | 0 | 0 | 0 | 0 | 0 | 0 | 0 | 0 | 0 | 0 | 0
58407 | Luther College Wind Project | Luther College Wind Energy Project LLC | IA | 100% | FALSE | 2706 | 0 | 0 | 0 | 0 | 0 | 0 | 0 | 2706 | 0 | 0 | 0 | 0
58410 | Marshfield PV | WGL Energy Systems, Inc | MA | 100% | FALSE | 5212 | 0 | 0 | 0 | 0 | 0 | 0 | 0 | 5212 | 0 | 0 | 0 | 0
58411 | Orange PV | WGL Energy Systems, Inc | MA | 100% | FALSE | 2738 | 0 | 0 | 0 | 0 | 0 | 0 | 0 | 2738 | 0 | 0 | 0 | 0
58412 | Maynard PV | WGL Energy Systems, Inc | MA | 100% | FALSE | 1424 | 0 | 0 | 0 | 0 | 0 | 0 | 0 | 1424 | 0 | 0 | 0 | 0
58414 | NLMU Wind | New London Municipal Utilities | IA | 100% | FALSE | 5446 | 0 | 0 | 0 | 0 | 0 | 0 | 0 | 5446 | 0 | 0 | 0 | 0
58416 | Headwaters Wind Farm LLC | EDP | IN | 100% | TRUE | 724315 | 0 | 0 | 0 | 0 | 0 | 0 | 0 | 724315 | 0 | 0 | 0 | 0
58417 | Lone Valley Solar Park I LLC | EDP | CA | 100% | TRUE | 23826 | 0 | 0 | 0 | 0 | 0 | 0 | 0 | 23826 | 0 | 0 | 0 | 0
58420 | Panda Liberty Generation Plant | Panda Power Funds | PA | 100% | TRUE | 5833194 | 5833194 | 0 | 5833194 | 0 | 0 | 0 | 0 | 0 | 2323731.557 | 11.731 | 122.772 | 0
58421 | Missouri Center for Waste to Energy | State Fair Community College | MO | 41.67% | FALSE | 4924.1667 | 0 | 0 | 0 | 0 | 0 | 0 | 4924.1667 | 0 | 0 | 0 | 0 | 0
58422 | CSU Northridge Plant | California State University, Northridge | CA | 100% | FALSE | 7799.22 | 6913.17 | 0 | 6913.17 | 0 | 0 | 0 | 0 | 886.05 | 3917.8886 | 0 | 0 | 0
58423 | Southbridge PV | WGL Energy Systems, Inc | MA | 100% | FALSE | 3864 | 0 | 0 | 0 | 0 | 0 | 0 | 0 | 3864 | 0 | 0 | 0 | 0
58426 | Panda Patriot Generation Plant | Panda Power Funds | PA | 100% | TRUE | 6232171 | 6232171 | 0 | 6232171 | 0 | 0 | 0 | 0 | 0 | 2551056.258 | 12.878 | 142.155 | 0
58427 | Lansing BWL REO Town Plant | Lansing Board of Water and Light | MI | 100% | FALSE | 466780 | 466780 | 0 | 466780 | 0 | 0 | 0 | 0 | 0 | 151641.8546 | 1.149 | 64.673 | 0
58428 | LSU Cogen | LSU and A&M College | LA | 100% | FALSE | 93140.48 | 93140.48 | 0 | 93140.48 | 0 | 0 | 0 | 0 | 0 | 24183.6517 | 0 | 0 | 0
58429 | Sunshine Gas Producers | Republic Services | CA | 100% | FALSE | 141848 | 0 | 0 | 0 | 0 | 0 | 0 | 141848 | 0 | 0 | 0 | 0 | 0
58430 | Centinela Solar Energy | LS Power | CA | 100% | TRUE | 467598 | 0 | 0 | 0 | 0 | 0 | 0 | 0 | 467598 | 0 | 0 | 0 | 0
58431 | West Tennessee Solar Farm | UT West Tennessee Solar Farm | TN | 100% | FALSE | 5660 | 0 | 0 | 0 | 0 | 0 | 0 | 0 | 5660 | 0 | 0 | 0 | 0
58432 | Houweling Nurseries | Houweling's Tomatoes | CA | 100% | FALSE | 74445 | 74445 | 0 | 74445 | 0 | 0 | 0 | 0 | 0 | 38481.2331 | 0 | 0 | 0
58433 | Red Lion Energy Center | Diamond State Generation Partners, LLC | DE | 100% | FALSE | 205733 | 205733 | 0 | 205733 | 0 | 0 | 0 | 0 | 0 | 91627.43 | 0 | 0 | 0
58435 | Ameresco Vasco Road | AMERESCO | CA | 100% | FALSE | 33130 | 0 | 0 | 0 | 0 | 0 | 0 | 33130 | 0 | 0 | 0 | 0 | 0
58436 | Ameresco San Joaquin | Ameresco San Joaquin, LLC | CA | 100% | FALSE | 31935 | 0 | 0 | 0 | 0 | 0 | 0 | 31935 | 0 | 0 | 0 | 0 | 0
58437 | Ameresco Forward | Ameresco Forward, LLC | CA | 100% | FALSE | 32579 | 0 | 0 | 0 | 0 | 0 | 0 | 32579 | 0 | 0 | 0 | 0 | 0
58438 | Spearfish Hydro | City of Spearfish | SD | 100% | FALSE | 1685 | 0 | 0 | 0 | 0 | 0 | 1685 | 0 | 0 | 0 | 0 | 0 | 0
58439 | Collinwood BioEnergy Facility | Collinwood BioEnergy | OH | 100% | FALSE | 2978 | 0 | 0 | 0 | 0 | 0 | 0 | 2978 | 0 | 0 | 0 | 0 | 0
58440 | CBS Studio Center | Crestmark Bank | CA | 100% | FALSE | 9242.47 | 9242.47 | 0 | 9242.47 | 0 | 0 | 0 | 0 | 0 | 4885.7302 | 0 | 0 | 0
58441 | Swauk Wind LLC | Gamesa Wind | WA | 100% | FALSE | 9505 | 0 | 0 | 0 | 0 | 0 | 0 | 0 | 9505 | 0 | 0 | 0 | 0
58443 | Martin Limestone Solar Array | Sunstream Energy LLC | PA | 100% | FALSE | 1526 | 0 | 0 | 0 | 0 | 0 | 0 | 0 | 1526 | 0 | 0 | 0 | 0
58444 | Junction Hilltop Wind Farm | Junction Hilltop Management LLC | IA | 100% | FALSE | 26760 | 0 | 0 | 0 | 0 | 0 | 0 | 0 | 26760 | 0 | 0 | 0 | 0
58453 | Dixon Dairy Road Solar | Dixon Dairy Road | NC | 100% | FALSE | 7029 | 0 | 0 | 0 | 0 | 0 | 0 | 0 | 7029 | 0 | 0 | 0 | 0
58455 | 45 Mile Hydroelectric Project | EBD Hydro LLC | OR | 100% | FALSE | 6349 | 0 | 0 | 0 | 0 | 0 | 6349 | 0 | 0 | 0 | 0 | 0 | 0
58456 | Cumberland Rose | Cumberland Rose Wind Energy, LLC | IA | 100% | FALSE | 6304 | 0 | 0 | 0 | 0 | 0 | 0 | 0 | 6304 | 0 | 0 | 0 | 0
58457 | Fontanelle | Forward Fontanelle Power, LLC | IA | 100% | FALSE | 6217 | 0 | 0 | 0 | 0 | 0 | 0 | 0 | 6217 | 0 | 0 | 0 | 0
58458 | Greenfield Wind | Greenfield Wind Power, LLC | IA | 100% | FALSE | 6053 | 0 | 0 | 0 | 0 | 0 | 0 | 0 | 6053 | 0 | 0 | 0 | 0
58459 | Meadow Ridge | Meadow Ridge Wind Energy, LLC | IA | 100% | FALSE | 5808 | 0 | 0 | 0 | 0 | 0 | 0 | 0 | 5808 | 0 | 0 | 0 | 0
58460 | Sky Volt | Sky Volt, LLC | IA | 100% | FALSE | 6148 | 0 | 0 | 0 | 0 | 0 | 0 | 0 | 6148 | 0 | 0 | 0 | 0
58461 | Wiota | Wiota Wind Energy, LLC #1 | IA | 100% | FALSE | 5662 | 0 | 0 | 0 | 0 | 0 | 0 | 0 | 5662 | 0 | 0 | 0 | 0
58462 | McCoy Solar Energy Project | NextEra Energy | CA | 82.55% | TRUE | 615151.043 | 0 | 0 | 0 | 0 | 0 | 0 | 0 | 615151.043 | 0 | 0 | 0 | 0
58462 | McCoy Solar Energy Project | NextEra Energy Partners | CA | 17.45% | FALSE | 130034.957 | 0 | 0 | 0 | 0 | 0 | 0 | 0 | 130034.957 | 0 | 0 | 0 | 0
58463 | Herbert Farm Solar | Southern Maryland Electric Coop | MD | 100% | FALSE | 8629 | 0 | 0 | 0 | 0 | 0 | 0 | 0 | 8629 | 0 | 0 | 0 | 0
58470 | C-Drop Hydro | C-Drop | OR | 100% | FALSE | 2331 | 0 | 0 | 0 | 0 | 0 | 2331 | 0 | 0 | 0 | 0 | 0 | 0
58471 | Ector County Energy Center | Invenergy | TX | 100% | TRUE | 241343 | 241343 | 0 | 241343 | 0 | 0 | 0 | 0 | 0 | 167437.806 | 1.972 | 42.098 | 0
58472 | Buena Vista Biomass Power | Buena Vista Biomass LLC | CA | 100% | FALSE | 0 | 0 | 0 | 0 | 0 | 0 | 0 | 0 | 0 | 0 | 0 | 0 | 0
58473 | Bruce A Henry Solar Farm | Delaware Electric Cooperative | DE | 100% | FALSE | 6368.67 | 0 | 0 | 0 | 0 | 0 | 0 | 0 | 6368.67 | 0 | 0 | 0 | 0
58474 | Buffalo Dunes Wind Project | Enel | KS | 75% | TRUE | 610441.5 | 0 | 0 | 0 | 0 | 0 | 0 | 0 | 610441.5 | 0 | 0 | 0 | 0
58474 | Buffalo Dunes Wind Project | GE | KS | 25% | FALSE | 203480.5 | 0 | 0 | 0 | 0 | 0 | 0 | 0 | 203480.5 | 0 | 0 | 0 | 0
58475 | Battery Utility of Ohio | Battery Utility of Ohio LLC | OH | 100% | FALSE | 0 | 0 | 0 | 0 | 0 | 0 | 0 | 0 | 0 | 0 | 0 | 0 | 0
58476 | Dart Container Corp | Dart Container Corp | PA | 100% | FALSE | 64026 | 0 | 0 | 0 | 0 | 0 | 0 | 64026 | 0 | 0 | 0 | 0 | 0
58477 | Las Vegas WPCF Solar Plant | City of Las Vegas | NV | 100% | FALSE | 6389 | 0 | 0 | 0 | 0 | 0 | 0 | 0 | 6389 | 0 | 0 | 0 | 0
58478 | LEPA Unit No. 1 | Louisiana Energy & Power Authority | LA | 100% | FALSE | 227690 | 227690 | 0 | 227690 | 0 | 0 | 0 | 0 | 0 | 116302.5419 | 0.557 | 38.474 | 0
58479 | SEV NM Phase 2 | Green States Energy, Inc. | NM | 100% | FALSE | 4271 | 0 | 0 | 0 | 0 | 0 | 0 | 0 | 4271 | 0 | 0 | 0 | 0
58480 | Plymouth Solar LLC | SunEnergy1 | NC | 100% | FALSE | 8829 | 0 | 0 | 0 | 0 | 0 | 0 | 0 | 8829 | 0 | 0 | 0 | 0
58481 | CSU Pueblo | SSA Solar of CO 1, LLC | CO | 100% | FALSE | 1583 | 0 | 0 | 0 | 0 | 0 | 0 | 0 | 1583 | 0 | 0 | 0 | 0
58483 | Tinton Falls Solar Farm | Tinton Falls Solar | NJ | 100% | FALSE | 24912.36 | 0 | 0 | 0 | 0 | 0 | 0 | 0 | 24912.36 | 0 | 0 | 0 | 0
58484 | MAS ASB Cogen Plant | Cube District Energy, LLC | GA | 100% | FALSE | 45793 | 29396.094 | 0 | 29396.094 | 0 | 0 | 0 | 16396.906 | 0 | 15180.4447 | 0 | 0 | 0
58485 | Upson Rocky Creek Solar Plant | RET Capital | GA | 100% | FALSE | 1334 | 0 | 0 | 0 | 0 | 0 | 0 | 0 | 1334 | 0 | 0 | 0 | 0
58491 | Sandy Cross Solar, LLC | O2energies, Inc. | NC | 100% | FALSE | 2179 | 0 | 0 | 0 | 0 | 0 | 0 | 0 | 2179 | 0 | 0 | 0 | 0
58492 | Ararat Rock Solar, LLC | O2energies, Inc. | NC | 100% | FALSE | 5946 | 0 | 0 | 0 | 0 | 0 | 0 | 0 | 5946 | 0 | 0 | 0 | 0
58493 | Progress Solar 1, LLC | O2energies, Inc. | NC | 100% | FALSE | 6601 | 0 | 0 | 0 | 0 | 0 | 0 | 0 | 6601 | 0 | 0 | 0 | 0
58494 | Progress Solar II, LLC | O2energies, Inc. | NC | 100% | FALSE | 6380 | 0 | 0 | 0 | 0 | 0 | 0 | 0 | 6380 | 0 | 0 | 0 | 0
58495 | Progress Solar III, LLC | O2energies, Inc. | NC | 100% | FALSE | 6291 | 0 | 0 | 0 | 0 | 0 | 0 | 0 | 6291 | 0 | 0 | 0 | 0
58496 | Lincoln Solar | Ecos Energy LLC | IN | 100% | FALSE | 2513 | 0 | 0 | 0 | 0 | 0 | 0 | 0 | 2513 | 0 | 0 | 0 | 0
58497 | L&S Sweetners | Energy Developments, Inc II | PA | 100% | FALSE | 22843 | 0 | 0 | 0 | 0 | 0 | 0 | 22843 | 0 | 0 | 0 | 0 | 0
58498 | Rosamond One | X-Elio North America Inc | CA | 100% | FALSE | 57672 | 0 | 0 | 0 | 0 | 0 | 0 | 0 | 57672 | 0 | 0 | 0 | 0
58499 | Rosamond Two | X-Elio North America Inc | CA | 100% | FALSE | 49550 | 0 | 0 | 0 | 0 | 0 | 0 | 0 | 49550 | 0 | 0 | 0 | 0
58500 | Rio Grande Solar | X-Elio North America Inc | CA | 100% | FALSE | 11718 | 0 | 0 | 0 | 0 | 0 | 0 | 0 | 11718 | 0 | 0 | 0 | 0
58501 | Gillespie 1 | X-Elio North America Inc | AZ | 100% | FALSE | 42481 | 0 | 0 | 0 | 0 | 0 | 0 | 0 | 42481 | 0 | 0 | 0 | 0
58502 | Columbia 3 | X-Elio North America Inc | CA | 100% | FALSE | 25247 | 0 | 0 | 0 | 0 | 0 | 0 | 0 | 25247 | 0 | 0 | 0 | 0
58503 | Carty Generating Station | Portland General Electric | OR | 100% | TRUE | 2394265 | 2394265 | 0 | 2394265 | 0 | 0 | 0 | 0 | 0 | 993866.261 | 5.017 | 54.485 | 0
58504 | Livingston Solar Farm | Rutgers, The State University of NJ | NJ | 100% | FALSE | 1366 | 0 | 0 | 0 | 0 | 0 | 0 | 0 | 1366 | 0 | 0 | 0 | 0
58506 | Chuckawalla Solar | Chuckawalla Solar LLC | CA | 100% | FALSE | 8962 | 0 | 0 | 0 | 0 | 0 | 0 | 0 | 8962 | 0 | 0 | 0 | 0
58507 | Montefieor Medical Center Moses Division | Montefiore Medical Center Moses Division | NY | 100% | FALSE | 28853 | 28853 | 0 | 28091.993 | 761.007 | 0 | 0 | 0 | 0 | 21102.4062 | 0 | 0 | 0
58508 | Bear Creek Solar | Ecos Energy LLC | CA | 100% | FALSE | 3142 | 0 | 0 | 0 | 0 | 0 | 0 | 0 | 3142 | 0 | 0 | 0 | 0
58509 | Vintner Solar | Ecos Energy LLC | CA | 100% | FALSE | 3719 | 0 | 0 | 0 | 0 | 0 | 0 | 0 | 3719 | 0 | 0 | 0 | 0
58510 | Kettleman Solar Project | Ecos Energy LLC | CA | 100% | FALSE | 2294 | 0 | 0 | 0 | 0 | 0 | 0 | 0 | 2294 | 0 | 0 | 0 | 0
58511 | Delta Wind Farm | Alaska Environmental Power | AK | 100% | FALSE | 2607 | 0 | 0 | 0 | 0 | 0 | 0 | 0 | 2607 | 0 | 0 | 0 | 0
58512 | Cornerstone Power Vineland I LLC | Altus Power America Management, LLC | NJ | 100% | FALSE | 5339 | 0 | 0 | 0 | 0 | 0 | 0 | 0 | 5339 | 0 | 0 | 0 | 0
58513 | Ironwood Solar LLC | Ironwood Solar LLC | CA | 100% | FALSE | 9072 | 0 | 0 | 0 | 0 | 0 | 0 | 0 | 9072 | 0 | 0 | 0 | 0
58514 | Desert Hot Springs Solar | ConEdison | CA | 100% | FALSE | 6068 | 0 | 0 | 0 | 0 | 0 | 0 | 0 | 6068 | 0 | 0 | 0 | 0
58515 | Chattanooga Metropolitan Airport Solar | Chattanooga Metropolitan Airport | TN | 100% | FALSE | 2461 | 0 | 0 | 0 | 0 | 0 | 0 | 0 | 2461 | 0 | 0 | 0 | 0
58516 | Union HS at Casa Grande | Exelon | AZ | 100% | TRUE | 3274 | 0 | 0 | 0 | 0 | 0 | 0 | 0 | 3274 | 0 | 0 | 0 | 0
58517 | Vista Grande HS at Casa Grande | Exelon | AZ | 100% | TRUE | 3116 | 0 | 0 | 0 | 0 | 0 | 0 | 0 | 3116 | 0 | 0 | 0 | 0
58523 | Stoltze CoGen1 | F H Stoltze Land & Lumber Co | MT | 100% | FALSE | 21182 | 0 | 0 | 0 | 0 | 0 | 0 | 21182 | 0 | 0 | 0 | 0 | 0
58524 | Neuse River Solar Farm | Neuse River Solar Farm, LLC (NRSF) | NC | 100% | FALSE | 1690 | 0 | 0 | 0 | 0 | 0 | 0 | 0 | 1690 | 0 | 0 | 0 | 0
58525 | City of Hayward WWTP | City of Hayward | CA | 100% | FALSE | 10444 | 359.588 | 0 | 359.588 | 0 | 0 | 0 | 7984.412 | 2100 | 199.2375 | 0 | 0 | 0
58526 | Uwharrie Mountain Renewable | Republic Services | NC | 100% | FALSE | 65761 | 0 | 0 | 0 | 0 | 0 | 0 | 65761 | 0 | 0 | 0 | 0 | 0
58527 | Crown Cooling Facility | Five Crowns Inc | CA | 100% | FALSE | 1219 | 0 | 0 | 0 | 0 | 0 | 0 | 0 | 1219 | 0 | 0 | 0 | 0
58529 | Progress Manis I | Greenbacker Renewable Energy Corporation | NC | 100% | FALSE | 3415 | 0 | 0 | 0 | 0 | 0 | 0 | 0 | 3415 | 0 | 0 | 0 | 0
58531 | North Carolina Solar Bethea I | Greenbacker Renewable Energy Corporation | NC | 100% | FALSE | 3662 | 0 | 0 | 0 | 0 | 0 | 0 | 0 | 3662 | 0 | 0 | 0 | 0
58533 | Don A Campbell 1 Geothermal | ORNI 47, LLC | NV | 100% | FALSE | 173202 | 0 | 0 | 0 | 0 | 0 | 0 | 0 | 173202 | 0 | 0 | 0 | 0
58534 | Westford Solar Park | Westford Solar Park | MA | 100% | FALSE | 5408 | 0 | 0 | 0 | 0 | 0 | 0 | 0 | 5408 | 0 | 0 | 0 | 0
58535 | Pickering Solar | Aqua America Inc | PA | 100% | FALSE | 2050 | 0 | 0 | 0 | 0 | 0 | 0 | 0 | 2050 | 0 | 0 | 0 | 0
58536 | Cornerstone Power Holmdel LLC | OCI Solar Power | NJ | 100% | FALSE | 4298 | 0 | 0 | 0 | 0 | 0 | 0 | 0 | 4298 | 0 | 0 | 0 | 0
58537 | OCI Alamo Solar I | OCI Solar Power | TX | 100% | FALSE | 71133 | 0 | 0 | 0 | 0 | 0 | 0 | 0 | 71133 | 0 | 0 | 0 | 0
58538 | PCSP3 Airport | Carolina Solar Energy II LLC | NC | 100% | FALSE | 4154 | 0 | 0 | 0 | 0 | 0 | 0 | 0 | 4154 | 0 | 0 | 0 | 0
58540 | Silver City WWTP PV Project | Affordable Solar Silver City, LLC | NM | 100% | FALSE | 1821.6 | 0 | 0 | 0 | 0 | 0 | 0 | 0 | 1821.6 | 0 | 0 | 0 | 0
58541 | SunGen Sharon 1 LLC | SunGen Sharon 1 LLC | VT | 100% | FALSE | 2648 | 0 | 0 | 0 | 0 | 0 | 0 | 0 | 2648 | 0 | 0 | 0 | 0
58543 | Gilbert Solar Facility I, LLC | Brookfield | AZ | 51% | TRUE | 2110.89 | 0 | 0 | 0 | 0 | 0 | 0 | 0 | 2110.89 | 0 | 0 | 0 | 0
58543 | Gilbert Solar Facility I, LLC | TerraForm Power | AZ | 49% | FALSE | 2028.11 | 0 | 0 | 0 | 0 | 0 | 0 | 0 | 2028.11 | 0 | 0 | 0 | 0
58545 | Community Solar 1 | NRG | CA | 100% | TRUE | 13644 | 0 | 0 | 0 | 0 | 0 | 0 | 0 | 13644 | 0 | 0 | 0 | 0
58546 | Granger Electric of Watervliet | Energy Developments, Inc II | MI | 100% | FALSE | 25374 | 0 | 0 | 0 | 0 | 0 | 0 | 25374 | 0 | 0 | 0 | 0 | 0
58547 | SMPA Solar 1 | Clean Energy Collective LLC | CO | 100% | FALSE | 1951 | 0 | 0 | 0 | 0 | 0 | 0 | 0 | 1951 | 0 | 0 | 0 | 0
58548 | Huerfano River Wind | Huerfano River Wind, LLC | CO | 100% | FALSE | 16561 | 0 | 0 | 0 | 0 | 0 | 0 | 0 | 16561 | 0 | 0 | 0 | 0
58549 | Port Allen Solar | McBryde Sugar Co Ltd | HI | 100% | FALSE | 11055 | 0 | 0 | 0 | 0 | 0 | 0 | 0 | 11055 | 0 | 0 | 0 | 0
58550 | Owens Corning at Bethlehem | Exelon | NY | 100% | TRUE | 3325 | 0 | 0 | 0 | 0 | 0 | 0 | 0 | 3325 | 0 | 0 | 0 | 0
58551 | Bridgeport Fuel Cell Park | Dominion | CT | 100% | TRUE | 112291 | 112291 | 0 | 112291 | 0 | 0 | 0 | 0 | 0 | 46408.3006 | 0 | 0 | 0
58555 | Oshkosh Foundation Rosedale Biodigester LLC | University of Wisconsin Oshkosh Foundation | WI | 100% | FALSE | 9368 | 0 | 0 | 0 | 0 | 0 | 0 | 9368 | 0 | 0 | 0 | 0 | 0
58557 | Mesquite Generating Station Block 1 | Salt River Project | AZ | 100% | TRUE | 1982681 | 1982681 | 0 | 1982681 | 0 | 0 | 0 | 0 | 0 | 860085.0126 | 0 | 0 | 0
58558 | Onslow Power Producers | Cube District Energy, LLC | NC | 100% | FALSE | 10324 | 0 | 0 | 0 | 0 | 0 | 0 | 10324 | 0 | 0 | 0 | 0 | 0
58559 | Bi-County Gas Producers | Cube District Energy, LLC | TN | 100% | FALSE | 13581 | 0 | 0 | 0 | 0 | 0 | 0 | 13581 | 0 | 0 | 0 | 0 | 0
58561 | Merrimac Solar | ConEdison | MA | 100% | FALSE | 2284 | 0 | 0 | 0 | 0 | 0 | 0 | 0 | 2284 | 0 | 0 | 0 | 0
58562 | Montana Power Station | El Paso Electric | TX | 100% | TRUE | 1044667.962 | 1044667.962 | 0 | 1044637.8 | 30.162 | 0 | 0 | 0 | 0 | 564770.8225 | 2.859 | 54.554 | 0
58563 | Hometown Bio Energy LLC | Hometown Bio Energy LLC | MN | 100% | FALSE | 12129 | 0 | 0 | 0 | 0 | 0 | 0 | 12129 | 0 | 0 | 0 | 0 | 0
58564 | Frenchtown III Solar | ConEdison | NJ | 100% | FALSE | 12652 | 0 | 0 | 0 | 0 | 0 | 0 | 0 | 12652 | 0 | 0 | 0 | 0
58565 | Gettysburg Energy & Nutrient Rec Facility | Gettysburg Energy and Nutrient Rec Facility LLC | PA | 100% | FALSE | 37 | 0 | 0 | 0 | 0 | 0 | 0 | 37 | 0 | 0 | 0 | 0 | 0
58568 | Cottage Street Solar Facility | Eversource | MA | 100% | FALSE | 4334.94 | 0 | 0 | 0 | 0 | 0 | 0 | 0 | 4334.94 | 0 | 0 | 0 | 0
58569 | Paradise Solar Energy Center | NextEra Energy | NJ | 100% | TRUE | 7971 | 0 | 0 | 0 | 0 | 0 | 0 | 0 | 7971 | 0 | 0 | 0 | 0
58570 | Enel Cove Fort | Enel | UT | 100% | TRUE | 168120 | 0 | 0 | 0 | 0 | 0 | 0 | 0 | 168120 | 0 | 0 | 0 | 0
58571 | Tucannon River Wind Farm | Portland General Electric | WA | 100% | TRUE | 710129 | 0 | 0 | 0 | 0 | 0 | 0 | 0 | 710129 | 0 | 0 | 0 | 0
58572 | Lakeland Solar Energy LLC | Invenergy | GA | 100% | TRUE | 4236 | 0 | 0 | 0 | 0 | 0 | 0 | 0 | 4236 | 0 | 0 | 0 | 0
58574 | Eagle Valley Clean Energy LLC Biomass | Eagle Valley Clean Energy LLC | CO | 100% | FALSE | 90994 | 0 | 0 | 0 | 0 | 0 | 0 | 90994 | 0 | 0 | 0 | 0 | 0
58575 | Smithfield Farmland Kinston | Smithfield-Farmland Packaged Food Group | NC | 100% | FALSE | 1611.12 | 1611.12 | 0 | 0 | 1611.12 | 0 | 0 | 0 | 0 | 952.7625 | 0 | 0 | 0
58576 | GSE NM1 | Green States Energy, Inc. | NM | 100% | FALSE | 5071 | 0 | 0 | 0 | 0 | 0 | 0 | 0 | 5071 | 0 | 0 | 0 | 0
58577 | Veolia ES Blackfoot Landfill Facility | Vectren | IN | 100% | FALSE | 11670 | 0 | 0 | 0 | 0 | 0 | 0 | 11670 | 0 | 0 | 0 | 0 | 0
58578 | Sonora 1 | Fresh Air Energy IV LLC | CA | 100% | FALSE | 2947.23 | 0 | 0 | 0 | 0 | 0 | 0 | 0 | 2947.23 | 0 | 0 | 0 | 0
58579 | Laverne Battery | Xcel | MN | 100% | TRUE | 0 | 0 | 0 | 0 | 0 | 0 | 0 | 0 | 0 | 0 | 0 | 0 | 0
58580 | Pheasant Run Wind LLC | NextEra Energy | MI | 100% | TRUE | 266032 | 0 | 0 | 0 | 0 | 0 | 0 | 0 | 266032 | 0 | 0 | 0 | 0
58581 | Oltmans SCE at Champagne | Exelon | CA | 100% | TRUE | 2050 | 0 | 0 | 0 | 0 | 0 | 0 | 0 | 2050 | 0 | 0 | 0 | 0
58582 | Oltmans SCE at Jurupa | Exelon | CA | 100% | TRUE | 3202 | 0 | 0 | 0 | 0 | 0 | 0 | 0 | 3202 | 0 | 0 | 0 | 0
58583 | Forbes Street Solar | Forbes Street Solar, LLC | RI | 100% | FALSE | 4543 | 0 | 0 | 0 | 0 | 0 | 0 | 0 | 4543 | 0 | 0 | 0 | 0
58584 | Princeton University Cogeneration | Trustees of Princeton University | NJ | 77.5% | FALSE | 65806 | 65806 | 0 | 65806 | 0 | 0 | 0 | 0 | 0 | 17611.6794 | 0 | 0 | 0
58585 | Sierra Nevada Brewing Co | Sierra Nevada Brewing Co | CA | 100% | FALSE | 10474.36 | 8165.36 | 0 | 8165.36 | 0 | 0 | 0 | 0 | 2309 | 2769.161 | 0 | 0 | 0
58587 | Tuscola Wind II LLC | NextEra Energy | MI | 100% | TRUE | 312733 | 0 | 0 | 0 | 0 | 0 | 0 | 0 | 312733 | 0 | 0 | 0 | 0
58588 | Sue Cleveland High School | WGL Energy Systems, Inc | NM | 100% | FALSE | 2315 | 0 | 0 | 0 | 0 | 0 | 0 | 0 | 2315 | 0 | 0 | 0 | 0
58589 | Rio Rancho High School | WGL Energy Systems, Inc | NM | 100% | FALSE | 2162 | 0 | 0 | 0 | 0 | 0 | 0 | 0 | 2162 | 0 | 0 | 0 | 0
58590 | Cascade Solar | Cascade Solar LLC | CA | 100% | FALSE | 49704 | 0 | 0 | 0 | 0 | 0 | 0 | 0 | 49704 | 0 | 0 | 0 | 0
58591 | POTB Digester | Port of Tillamook Bay | OR | 100% | FALSE | 0 | 0 | 0 | 0 | 0 | 0 | 0 | 0 | 0 | 0 | 0 | 0 | 0
58593 | DGS Central Utility Plant | State of CA DGS BPM | CA | 100% | FALSE | 196 | 196 | 0 | 187 | 9 | 0 | 0 | 0 | 0 | 201.1482 | 0 | 0 | 0
58595 | Indeck Energy-Alexandria | Indeck Energy-Alexandria, LLC | NH | 100% | FALSE | 33251 | 0 | 0 | 0 | 0 | 0 | 0 | 33251 | 0 | 0 | 0 | 0 | 0
58596 | Grandview Wind Farm, LLC | E.ON | TX | 100% | TRUE | 835373 | 0 | 0 | 0 | 0 | 0 | 0 | 0 | 835373 | 0 | 0 | 0 | 0
58597 | HTW Plant 303 COGEN | The University of Utah | UT | 100% | FALSE | 45716 | 45716 | 0 | 45716 | 0 | 0 | 0 | 0 | 0 | 12236.1839 | 0 | 0 | 0
58598 | Beryl Solar Plant | Brookfield | UT | 51% | TRUE | 2730.54 | 0 | 0 | 0 | 0 | 0 | 0 | 0 | 2730.54 | 0 | 0 | 0 | 0
58598 | Beryl Solar Plant | TerraForm Power | UT | 49% | FALSE | 2623.46 | 0 | 0 | 0 | 0 | 0 | 0 | 0 | 2623.46 | 0 | 0 | 0 | 0
58599 | Cedar Valley Solar Plant | Brookfield | UT | 51% | TRUE | 2898.84 | 0 | 0 | 0 | 0 | 0 | 0 | 0 | 2898.84 | 0 | 0 | 0 | 0
58599 | Cedar Valley Solar Plant | TerraForm Power | UT | 49% | FALSE | 2785.16 | 0 | 0 | 0 | 0 | 0 | 0 | 0 | 2785.16 | 0 | 0 | 0 | 0
58600 | Buckhorn Solar Plant | Brookfield | UT | 51% | TRUE | 2731.05 | 0 | 0 | 0 | 0 | 0 | 0 | 0 | 2731.05 | 0 | 0 | 0 | 0
58600 | Buckhorn Solar Plant | TerraForm Power | UT | 49% | FALSE | 2623.95 | 0 | 0 | 0 | 0 | 0 | 0 | 0 | 2623.95 | 0 | 0 | 0 | 0
58601 | Milford Flat Solar Plant | Brookfield | UT | 51% | TRUE | 2945.76 | 0 | 0 | 0 | 0 | 0 | 0 | 0 | 2945.76 | 0 | 0 | 0 | 0
58601 | Milford Flat Solar Plant | TerraForm Power | UT | 49% | FALSE | 2830.24 | 0 | 0 | 0 | 0 | 0 | 0 | 0 | 2830.24 | 0 | 0 | 0 | 0
58602 | Laho Solar Plant | Brookfield | UT | 51% | TRUE | 2844.27 | 0 | 0 | 0 | 0 | 0 | 0 | 0 | 2844.27 | 0 | 0 | 0 | 0
58602 | Laho Solar Plant | TerraForm Power | UT | 49% | FALSE | 2732.73 | 0 | 0 | 0 | 0 | 0 | 0 | 0 | 2732.73 | 0 | 0 | 0 | 0
58603 | Greenville Solar Plant | Brookfield | UT | 51% | TRUE | 1730.94 | 0 | 0 | 0 | 0 | 0 | 0 | 0 | 1730.94 | 0 | 0 | 0 | 0
58603 | Greenville Solar Plant | TerraForm Power | UT | 49% | FALSE | 1663.06 | 0 | 0 | 0 | 0 | 0 | 0 | 0 | 1663.06 | 0 | 0 | 0 | 0
58604 | Granite Peak Solar Plant | Brookfield | UT | 51% | TRUE | 3157.41 | 0 | 0 | 0 | 0 | 0 | 0 | 0 | 3157.41 | 0 | 0 | 0 | 0
58604 | Granite Peak Solar Plant | TerraForm Power | UT | 49% | FALSE | 3033.59 | 0 | 0 | 0 | 0 | 0 | 0 | 0 | 3033.59 | 0 | 0 | 0 | 0
58605 | Blueberry One | Cypress Creek Renewables | NC | 100% | FALSE | 9906 | 0 | 0 | 0 | 0 | 0 | 0 | 0 | 9906 | 0 | 0 | 0 | 0
58607 | One Market Plaza | Paramount Group Inc | CA | 100% | FALSE | 3582 | 3582 | 0 | 3582 | 0 | 0 | 0 | 0 | 0 | 1138.6166 | 0 | 0 | 0
58608 | Saddleback Ridge Wind Farm | Saddleback Ridge Wind, LLC | ME | 100% | FALSE | 98574 | 0 | 0 | 0 | 0 | 0 | 0 | 0 | 98574 | 0 | 0 | 0 | 0
58609 | Industry Solar Power Generation Station 1 LLC | AES | CA | 50% | TRUE | 2068 | 0 | 0 | 0 | 0 | 0 | 0 | 0 | 2068 | 0 | 0 | 0 | 0
58609 | Industry Solar Power Generation Station 1 LLC | AIMCo | CA | 50% | FALSE | 2068 | 0 | 0 | 0 | 0 | 0 | 0 | 0 | 2068 | 0 | 0 | 0 | 0
58610 | Navajo Solar Power Generation Station 1 LLC | AES | CA | 50% | TRUE | 2136.5 | 0 | 0 | 0 | 0 | 0 | 0 | 0 | 2136.5 | 0 | 0 | 0 | 0
58610 | Navajo Solar Power Generation Station 1 LLC | AIMCo | CA | 50% | FALSE | 2136.5 | 0 | 0 | 0 | 0 | 0 | 0 | 0 | 2136.5 | 0 | 0 | 0 | 0
58611 | Powhatan Solar Power Generation Station 1 LLC | AES | CA | 50% | TRUE | 2175 | 0 | 0 | 0 | 0 | 0 | 0 | 0 | 2175 | 0 | 0 | 0 | 0
58611 | Powhatan Solar Power Generation Station 1 LLC | AIMCo | CA | 50% | FALSE | 2175 | 0 | 0 | 0 | 0 | 0 | 0 | 0 | 2175 | 0 | 0 | 0 | 0
58612 | Otoe Solar Power Generation Station 1 LL | AES | CA | 50% | TRUE | 1760.5 | 0 | 0 | 0 | 0 | 0 | 0 | 0 | 1760.5 | 0 | 0 | 0 | 0
58612 | Otoe Solar Power Generation Station 1 LL | AIMCo | CA | 50% | FALSE | 1760.5 | 0 | 0 | 0 | 0 | 0 | 0 | 0 | 1760.5 | 0 | 0 | 0 | 0
58613 | Synata Hugoton | Abengoa Bioenergy | KS | 100% | FALSE | 0 | 0 | 0 | 0 | 0 | 0 | 0 | 0 | 0 | 0 | 0 | 0 | 0
58616 | Westlands Solar PV Farm | Westlands Solar Farms, LLC | CA | 100% | FALSE | 43273 | 0 | 0 | 0 | 0 | 0 | 0 | 0 | 43273 | 0 | 0 | 0 | 0
58617 | Water Reclamation Plant | City of Rochester | MN | 100% | FALSE | 3672.06 | 116.514 | 0 | 116.514 | 0 | 0 | 0 | 3555.546 | 0 | 49.4441 | 0 | 0 | 0
58618 | Butler Plaza | CF Gainesville Owner One LLC | FL | 100% | FALSE | 2101 | 0 | 0 | 0 | 0 | 0 | 0 | 0 | 2101 | 0 | 0 | 0 | 0
58619 | Transamerica Pyramid | Transamerica Pyramid Properties LLC | CA | 100% | FALSE | 3099 | 3099 | 0 | 3099 | 0 | 0 | 0 | 0 | 0 | 967.6079 | 0 | 0 | 0
58620 | Canton Mountain Wind | Canton Mountain Wind LLC | ME | 100% | FALSE | 10597 | 0 | 0 | 0 | 0 | 0 | 0 | 0 | 10597 | 0 | 0 | 0 | 0
58621 | Sol Orchard El Centro PV | Sol Orchard Imperial 1, LLC | CA | 100% | FALSE | 49024 | 0 | 0 | 0 | 0 | 0 | 0 | 0 | 49024 | 0 | 0 | 0 | 0
58622 | Carter Hydro | Northern Colorado Water Conservancy District | CO | 100% | FALSE | 8811 | 0 | 0 | 0 | 0 | 0 | 8811 | 0 | 0 | 0 | 0 | 0 | 0
58623 | Holstein Plant | Holstein Holdings, LLC | NC | 100% | FALSE | 39041 | 0 | 0 | 0 | 0 | 0 | 0 | 0 | 39041 | 0 | 0 | 0 | 0
58624 | Berkshire 1 | PPS Berkshire Solar LLC | MA | 100% | FALSE | 2224 | 0 | 0 | 0 | 0 | 0 | 0 | 0 | 2224 | 0 | 0 | 0 | 0
58625 | Santa Rita Jail | County of Alameda GSA | CA | 71.43% | FALSE | 2800 | 0 | 0 | 0 | 0 | 0 | 0 | 0 | 2800 | 0 | 0 | 0 | 0
58626 | Western Antelope Blue Sky Ranch A | AES | CA | 50% | TRUE | 26362.5 | 0 | 0 | 0 | 0 | 0 | 0 | 0 | 26362.5 | 0 | 0 | 0 | 0
58626 | Western Antelope Blue Sky Ranch A | AIMCo | CA | 50% | FALSE | 26362.5 | 0 | 0 | 0 | 0 | 0 | 0 | 0 | 26362.5 | 0 | 0 | 0 | 0
58627 | Western Antelope Dry Ranch | AES | CA | 50% | TRUE | 13569 | 0 | 0 | 0 | 0 | 0 | 0 | 0 | 13569 | 0 | 0 | 0 | 0
58627 | Western Antelope Dry Ranch | AIMCo | CA | 50% | FALSE | 13569 | 0 | 0 | 0 | 0 | 0 | 0 | 0 | 13569 | 0 | 0 | 0 | 0
58628 | Simon Solar Farm LLC | Silicon Ranch Corporation | GA | 100% | FALSE | 56318 | 0 | 0 | 0 | 0 | 0 | 0 | 0 | 56318 | 0 | 0 | 0 | 0
58629 | Lightning Dock Geothermal HI-01, LLC | Lightning Dock Geothermal HI-01, LLC | NM | 100% | FALSE | 12963 | 0 | 0 | 0 | 0 | 0 | 0 | 0 | 12963 | 0 | 0 | 0 | 0
58630 | RP Wind | ConEdison | OH | 100% | FALSE | 7219 | 0 | 0 | 0 | 0 | 0 | 0 | 0 | 7219 | 0 | 0 | 0 | 0
58635 | Museum of Science and Industry | Museum of Science and Industry | IL | 100% | FALSE | 0 | 0 | 0 | 0 | 0 | 0 | 0 | 0 | 0 | 48.3336 | 0 | 0 | 0
58636 | Sacramento Fairbain Water Treatment Plan | Tesla Inc. | CA | 100% | FALSE | 1304 | 0 | 0 | 0 | 0 | 0 | 0 | 0 | 1304 | 0 | 0 | 0 | 0
58638 | Orbit Energy Charlotte | Entropy Investment Management, LLC | NC | 100% | FALSE | 2651 | 0 | 0 | 0 | 0 | 0 | 0 | 2651 | 0 | 0 | 0 | 0 | 0
58639 | KRS I Anahola Solar | Kauai Island Utility Cooperative | HI | 100% | FALSE | 21530 | 0 | 0 | 0 | 0 | 0 | 0 | 0 | 21530 | 0 | 0 | 0 | 0
58640 | KRS II Koloa Solar | Kauai Island Utility Cooperative | HI | 100% | FALSE | 21813 | 0 | 0 | 0 | 0 | 0 | 0 | 0 | 21813 | 0 | 0 | 0 | 0
58642 | Tulare 1 and 2 | Sequoia PV 1 LLC | CA | 100% | FALSE | 5706 | 0 | 0 | 0 | 0 | 0 | 0 | 0 | 5706 | 0 | 0 | 0 | 0
58643 | Rockford Solar Farm | Rockford Solar Partners | IL | 100% | FALSE | 3395 | 0 | 0 | 0 | 0 | 0 | 0 | 0 | 3395 | 0 | 0 | 0 | 0
58644 | Silver State Solar Power South | NextEra Energy | NV | 100% | TRUE | 711159 | 0 | 0 | 0 | 0 | 0 | 0 | 0 | 711159 | 0 | 0 | 0 | 0
58647 | Port Richmond WWT Solar | ConEdison | NY | 100% | FALSE | 1663 | 0 | 0 | 0 | 0 | 0 | 0 | 0 | 1663 | 0 | 0 | 0 | 0
58649 | Montgomery Solar LLC | O2energies, Inc. | NC | 100% | FALSE | 40815 | 0 | 0 | 0 | 0 | 0 | 0 | 0 | 40815 | 0 | 0 | 0 | 0
58650 | North Brookfield | TransAlta | MA | 100% | FALSE | 4030 | 0 | 0 | 0 | 0 | 0 | 0 | 0 | 4030 | 0 | 0 | 0 | 0
58653 | Jersey Gardens Phase 1 | SEDC Jersey Gardens Owner LLC | NJ | 100% | FALSE | 2189 | 0 | 0 | 0 | 0 | 0 | 0 | 0 | 2189 | 0 | 0 | 0 | 0
58654 | Jersey Gardens Phase 2 | CF Jersey Gardens Owner Two LLC | NJ | 100% | FALSE | 3090 | 0 | 0 | 0 | 0 | 0 | 0 | 0 | 3090 | 0 | 0 | 0 | 0
58655 | Waihonu North Solar | Waihonu North LLC | HI | 100% | FALSE | 10141 | 0 | 0 | 0 | 0 | 0 | 0 | 0 | 10141 | 0 | 0 | 0 | 0
58656 | Waihonu South Solar | Waihonu South LLC | HI | 100% | FALSE | 3354 | 0 | 0 | 0 | 0 | 0 | 0 | 0 | 3354 | 0 | 0 | 0 | 0
58657 | Odell Wind Farm | Algonquin Power | MN | 100% | FALSE | 807380 | 0 | 0 | 0 | 0 | 0 | 0 | 0 | 807380 | 0 | 0 | 0 | 0
58658 | Courtenay Wind Farm | Xcel | ND | 100% | TRUE | 777048 | 0 | 0 | 0 | 0 | 0 | 0 | 0 | 777048 | 0 | 0 | 0 | 0
58660 | Utah Red Hills Renewable Energy Park | Utah Red Hills Renewable Energy Park LLC | UT | 100% | FALSE | 209574 | 0 | 0 | 0 | 0 | 0 | 0 | 0 | 209574 | 0 | 0 | 0 | 0
58661 | Cape Cod Air Force Station - 6 SWS | US Air Force | MA | 100% | FALSE | 9235 | 0 | 0 | 0 | 0 | 0 | 0 | 0 | 9235 | 0 | 0 | 0 | 0
58663 | Holsum Elm Dairy | Holsum Elm Dairy | WI | 100% | FALSE | 6737.5 | 0 | 0 | 0 | 0 | 0 | 0 | 6737.5 | 0 | 0 | 0 | 0 | 0
58664 | Frito Lay Incorporated | Frito-Lay Inc | CT | 100% | FALSE | 23837.52 | 23837.52 | 0 | 23837.52 | 0 | 0 | 0 | 0 | 0 | 21971.1165 | 0 | 0 | 0
58665 | Celina Solar Project #1, LLC | Celina Solar Project #1, LLC | OH | 100% | FALSE | 4831 | 0 | 0 | 0 | 0 | 0 | 0 | 0 | 4831 | 0 | 0 | 0 | 0
58666 | Alexander Wind Farm LLC | NJR Clean Energy Ventures Corporation | KS | 100% | FALSE | 218555 | 0 | 0 | 0 | 0 | 0 | 0 | 0 | 218555 | 0 | 0 | 0 | 0
58668 | Rockwell Solar LLC | O2energies, Inc. | NC | 100% | FALSE | 6100 | 0 | 0 | 0 | 0 | 0 | 0 | 0 | 6100 | 0 | 0 | 0 | 0
58669 | Selma Solar LLC | AES | NC | 50% | TRUE | 4701 | 0 | 0 | 0 | 0 | 0 | 0 | 0 | 4701 | 0 | 0 | 0 | 0
58669 | Selma Solar LLC | AIMCo | NC | 50% | FALSE | 4701 | 0 | 0 | 0 | 0 | 0 | 0 | 0 | 4701 | 0 | 0 | 0 | 0
58670 | Turkey Branch Solar LLC | AES | NC | 50% | TRUE | 4851 | 0 | 0 | 0 | 0 | 0 | 0 | 0 | 4851 | 0 | 0 | 0 | 0
58670 | Turkey Branch Solar LLC | AIMCo | NC | 50% | FALSE | 4851 | 0 | 0 | 0 | 0 | 0 | 0 | 0 | 4851 | 0 | 0 | 0 | 0
58673 | Gates Solar LLC | O2energies, Inc. | NC | 100% | FALSE | 9216 | 0 | 0 | 0 | 0 | 0 | 0 | 0 | 9216 | 0 | 0 | 0 | 0
58674 | Cirrus Solar LLC | O2energies, Inc. | NC | 100% | FALSE | 9172 | 0 | 0 | 0 | 0 | 0 | 0 | 0 | 9172 | 0 | 0 | 0 | 0
58675 | Chocowinity Solar LLC | O2energies, Inc. | NC | 100% | FALSE | 9008 | 0 | 0 | 0 | 0 | 0 | 0 | 0 | 9008 | 0 | 0 | 0 | 0
58676 | Pearl City Peninsula Solar Park | Forest City Sustainable Resources Pearl City LLC | HI | 100% | FALSE | 1825 | 0 | 0 | 0 | 0 | 0 | 0 | 0 | 1825 | 0 | 0 | 0 | 0
58677 | Gratiot County Wind LLC | Invenergy | MI | 100% | TRUE | 291459 | 0 | 0 | 0 | 0 | 0 | 0 | 0 | 291459 | 0 | 0 | 0 | 0
58678 | Oswegatchie | Brookfield | NY | 100% | TRUE | 11219 | 0 | 0 | 0 | 0 | 0 | 11219 | 0 | 0 | 0 | 0 | 0 | 0
58679 | Upper Newton Falls | Brookfield | NY | 100% | TRUE | 9700 | 0 | 0 | 0 | 0 | 0 | 9700 | 0 | 0 | 0 | 0 | 0 | 0
58680 | Braley Road 2 | TransAlta | MA | 100% | FALSE | 4563 | 0 | 0 | 0 | 0 | 0 | 0 | 0 | 4563 | 0 | 0 | 0 | 0
58681 | Route 66 Wind Plant | Novatus Energy | TX | 100% | FALSE | 562864 | 0 | 0 | 0 | 0 | 0 | 0 | 0 | 562864 | 0 | 0 | 0 | 0
58682 | Dartmouth | TransAlta | MA | 100% | FALSE | 8798 | 0 | 0 | 0 | 0 | 0 | 0 | 0 | 8798 | 0 | 0 | 0 | 0
58683 | Osage Wind, LLC | Enel | OK | 50% | TRUE | 300039 | 0 | 0 | 0 | 0 | 0 | 0 | 0 | 300039 | 0 | 0 | 0 | 0
58683 | Osage Wind, LLC | General Electric | OK | 50% | TRUE | 300039 | 0 | 0 | 0 | 0 | 0 | 0 | 0 | 300039 | 0 | 0 | 0 | 0
58684 | Kapolei Solar Energy Park | Forest City Sustainable Resources Pearl City LLC | HI | 100% | FALSE | 1886 | 0 | 0 | 0 | 0 | 0 | 0 | 0 | 1886 | 0 | 0 | 0 | 0
58685 | Mahoning Creek Hydroelectric Project | Mahoning Creek Hydroelectric Company LLC | PA | 100% | FALSE | 15378 | 0 | 0 | 0 | 0 | 0 | 15378 | 0 | 0 | 0 | 0 | 0 | 0
58686 | Hancock Wind Plant | Novatus Energy | ME | 100% | FALSE | 138190 | 0 | 0 | 0 | 0 | 0 | 0 | 0 | 138190 | 0 | 0 | 0 | 0
58687 | Finley Buttes Landfill Gas | Finley BioEnergy LLC | OR | 100% | FALSE | 28990 | 0 | 0 | 0 | 0 | 0 | 0 | 28990 | 0 | 0 | 0 | 0 | 0
58689 | Blue Sky One | SSA Solar of NM, LLC | NM | 100% | FALSE | 2736 | 0 | 0 | 0 | 0 | 0 | 0 | 0 | 2736 | 0 | 0 | 0 | 0
58691 | South Fork Wind Farm | South Fork Wind LLC | MN | 100% | FALSE | 54211 | 0 | 0 | 0 | 0 | 0 | 0 | 0 | 54211 | 0 | 0 | 0 | 0
58692 | Black Oak Wind Farm | Sempra | MN | 100% | TRUE | 307553 | 0 | 0 | 0 | 0 | 0 | 0 | 0 | 307553 | 0 | 0 | 0 | 0
58695 | Grande Prairie Wind Farm | Berkshire Hathaway Energy | NE | 100% | TRUE | 1541058 | 0 | 0 | 0 | 0 | 0 | 0 | 0 | 1541058 | 0 | 0 | 0 | 0
58696 | Nooksack Hydro | Puget Sound Hydro LLC | WA | 100% | FALSE | 21012 | 0 | 0 | 0 | 0 | 0 | 21012 | 0 | 0 | 0 | 0 | 0 | 0
58697 | L V Sutton Combined Cycle | Duke | NC | 100% | TRUE | 4670661.059 | 4670661.059 | 0 | 4669928.045 | 733.014 | 0 | 0 | 0 | 0 | 1949402.4628 | 0 | 0 | 0
58698 | Mira Loma | Costco Wholesale | CA | 100% | FALSE | 3852 | 0 | 0 | 0 | 0 | 0 | 0 | 0 | 3852 | 0 | 0 | 0 | 0
58699 | ABEC Bidart-Old River LLC | ABEC Bidart-Old River LLC | CA | 100% | FALSE | 12124 | 0 | 0 | 0 | 0 | 0 | 0 | 12124 | 0 | 0 | 0 | 0 | 0
58700 | Colleton Solar Farm | TIG Sun Energy I LLC | SC | 100% | FALSE | 4450 | 0 | 0 | 0 | 0 | 0 | 0 | 0 | 4450 | 0 | 0 | 0 | 0
58701 | Apple Data Center - PV2 | Apple, Inc | NC | 100% | FALSE | 39668 | 0 | 0 | 0 | 0 | 0 | 0 | 0 | 39668 | 0 | 0 | 0 | 0
58702 | Axio Green LLC | Axio Green LLC | MA | 100% | FALSE | 2203 | 0 | 0 | 0 | 0 | 0 | 0 | 0 | 2203 | 0 | 0 | 0 | 0
58703 | Lenape II | Lenape Solar II, LLC | IN | 100% | FALSE | 6056 | 0 | 0 | 0 | 0 | 0 | 0 | 0 | 6056 | 0 | 0 | 0 | 0
58704 | Zeeland Farm Services | Zeeland Farm Services | MI | 100% | FALSE | 8250.62 | 0 | 0 | 0 | 0 | 0 | 0 | 8250.62 | 0 | 0 | 0 | 0 | 0
58706 | Allendale Biomass | EDF | SC | 100% | TRUE | 159562 | 0 | 0 | 0 | 0 | 0 | 0 | 159562 | 0 | 0 | 0 | 0 | 0
58707 | Dorchester Biomass | EDF | SC | 100% | TRUE | 147461 | 0 | 0 | 0 | 0 | 0 | 0 | 147461 | 0 | 0 | 0 | 0 | 0
58708 | Phoenix Airport East Economy Lot | Solar Star Arizona II LLC | AZ | 100% | FALSE | 2016 | 0 | 0 | 0 | 0 | 0 | 0 | 0 | 2016 | 0 | 0 | 0 | 0
58709 | Phoenix Airport Rental Car Center | Solar Star Arizona II LLC | AZ | 100% | FALSE | 6421 | 0 | 0 | 0 | 0 | 0 | 0 | 0 | 6421 | 0 | 0 | 0 | 0
58710 | Barilla Solar | First Solar | TX | 100% | FALSE | 45043 | 0 | 0 | 0 | 0 | 0 | 0 | 0 | 45043 | 0 | 0 | 0 | 0
58712 | Stevens Mills Hydroelectric Project | Eagle Creek RE LLC | NH | 100% | FALSE | 0 | 0 | 0 | 0 | 0 | 0 | 0 | 0 | 0 | 0 | 0 | 0 | 0
58715 | Roundtop | Roundtop Energy LLC | PA | 100% | FALSE | 57007 | 57007 | 0 | 57007 | 0 | 0 | 0 | 0 | 0 | 30219.2783 | 0 | 0 | 0
58716 | OCI Alamo 2, LLC | OCI Solar Power | TX | 100% | FALSE | 8608 | 0 | 0 | 0 | 0 | 0 | 0 | 0 | 8608 | 0 | 0 | 0 | 0
58718 | Orion Solar I | Orion Solar I LLC | CA | 100% | FALSE | 28127 | 0 | 0 | 0 | 0 | 0 | 0 | 0 | 28127 | 0 | 0 | 0 | 0
58719 | Brookfield | DTE Energy | MI | 100% | TRUE | 169918 | 0 | 0 | 0 | 0 | 0 | 0 | 0 | 169918 | 0 | 0 | 0 | 0
58720 | Pattern Panhandle Wind 2 LLC | Pattern Energy | TX | 100% | FALSE | 788585 | 0 | 0 | 0 | 0 | 0 | 0 | 0 | 788585 | 0 | 0 | 0 | 0
58721 | Orion Solar II | Orion Solar II, LLC | CA | 100% | FALSE | 17272 | 0 | 0 | 0 | 0 | 0 | 0 | 0 | 17272 | 0 | 0 | 0 | 0
58722 | Charlotte Solar | Charlotte Solar, LLC (NC) | NC | 100% | FALSE | 9697 | 0 | 0 | 0 | 0 | 0 | 0 | 0 | 9697 | 0 | 0 | 0 | 0
58725 | Elliana Solar | Cypress Creek Renewables | NC | 100% | FALSE | 9570 | 0 | 0 | 0 | 0 | 0 | 0 | 0 | 9570 | 0 | 0 | 0 | 0
58726 | Flash Solar | Flash Solar LLC | NC | 100% | FALSE | 8733 | 0 | 0 | 0 | 0 | 0 | 0 | 0 | 8733 | 0 | 0 | 0 | 0
58730 | Amethyst Solar | Amethyst Solar LLC | NC | 100% | FALSE | 5916 | 0 | 0 | 0 | 0 | 0 | 0 | 0 | 5916 | 0 | 0 | 0 | 0
58731 | Angel Solar | Cypress Creek Renewables | NC | 100% | FALSE | 9241 | 0 | 0 | 0 | 0 | 0 | 0 | 0 | 9241 | 0 | 0 | 0 | 0
58732 | Audrey Solar | Audrey Solar LLC | NC | 100% | FALSE | 5098 | 0 | 0 | 0 | 0 | 0 | 0 | 0 | 5098 | 0 | 0 | 0 | 0
58735 | Buddy Solar | Buddy Solar LLC | NC | 100% | FALSE | 6599 | 0 | 0 | 0 | 0 | 0 | 0 | 0 | 6599 | 0 | 0 | 0 | 0
58739 | Milo Solar | Milo Solar LLC | NC | 100% | FALSE | 5941 | 0 | 0 | 0 | 0 | 0 | 0 | 0 | 5941 | 0 | 0 | 0 | 0
58740 | Minnie Solar | Minnie Solar LLC | NC | 100% | FALSE | 5805 | 0 | 0 | 0 | 0 | 0 | 0 | 0 | 5805 | 0 | 0 | 0 | 0
58741 | Nick Solar | AES | NC | 50% | TRUE | 4612.5 | 0 | 0 | 0 | 0 | 0 | 0 | 0 | 4612.5 | 0 | 0 | 0 | 0
58741 | Nick Solar | AIMCo | NC | 50% | FALSE | 4612.5 | 0 | 0 | 0 | 0 | 0 | 0 | 0 | 4612.5 | 0 | 0 | 0 | 0
58742 | Owen Solar | Owen Solar LLC | NC | 100% | FALSE | 9684 | 0 | 0 | 0 | 0 | 0 | 0 | 0 | 9684 | 0 | 0 | 0 | 0
58745 | Sophie Solar | Sophie Solar LLC | NC | 100% | FALSE | 8182 | 0 | 0 | 0 | 0 | 0 | 0 | 0 | 8182 | 0 | 0 | 0 | 0
58746 | Star Solar | Star Solar LLC | NC | 100% | FALSE | 9703 | 0 | 0 | 0 | 0 | 0 | 0 | 0 | 9703 | 0 | 0 | 0 | 0
58747 | GreenWhey Energy Inc | GreenWhey Holdings | WI | 100% | FALSE | 10042 | 0 | 0 | 0 | 0 | 0 | 0 | 10042 | 0 | 0 | 0 | 0 | 0
58748 | North Bay Solar 1 | AES | CA | 50% | TRUE | 1176.5 | 0 | 0 | 0 | 0 | 0 | 0 | 0 | 1176.5 | 0 | 0 | 0 | 0
58748 | North Bay Solar 1 | AIMCo | CA | 50% | FALSE | 1176.5 | 0 | 0 | 0 | 0 | 0 | 0 | 0 | 1176.5 | 0 | 0 | 0 | 0
58749 | Tihonet Solar | ConEdison | MA | 100% | FALSE | 1712 | 0 | 0 | 0 | 0 | 0 | 0 | 0 | 1712 | 0 | 0 | 0 | 0
58750 | Lancaster Dry Farm Ranch B | AES | CA | 50% | TRUE | 6418 | 0 | 0 | 0 | 0 | 0 | 0 | 0 | 6418 | 0 | 0 | 0 | 0
58750 | Lancaster Dry Farm Ranch B | AIMCo | CA | 50% | FALSE | 6418 | 0 | 0 | 0 | 0 | 0 | 0 | 0 | 6418 | 0 | 0 | 0 | 0
58751 | Rodeo Solar C2 | AES | CA | 50% | TRUE | 1887 | 0 | 0 | 0 | 0 | 0 | 0 | 0 | 1887 | 0 | 0 | 0 | 0
58751 | Rodeo Solar C2 | AIMCo | CA | 50% | FALSE | 1887 | 0 | 0 | 0 | 0 | 0 | 0 | 0 | 1887 | 0 | 0 | 0 | 0
58752 | Rodeo Solar D2 | AES | CA | 50% | TRUE | 1889.5 | 0 | 0 | 0 | 0 | 0 | 0 | 0 | 1889.5 | 0 | 0 | 0 | 0
58752 | Rodeo Solar D2 | AIMCo | CA | 50% | FALSE | 1889.5 | 0 | 0 | 0 | 0 | 0 | 0 | 0 | 1889.5 | 0 | 0 | 0 | 0
58753 | Summer Solar A2 | AES | CA | 50% | TRUE | 1864.5 | 0 | 0 | 0 | 0 | 0 | 0 | 0 | 1864.5 | 0 | 0 | 0 | 0
58753 | Summer Solar A2 | AIMCo | CA | 50% | FALSE | 1864.5 | 0 | 0 | 0 | 0 | 0 | 0 | 0 | 1864.5 | 0 | 0 | 0 | 0
58754 | Summer Solar B2 | AES | CA | 50% | TRUE | 1886.5 | 0 | 0 | 0 | 0 | 0 | 0 | 0 | 1886.5 | 0 | 0 | 0 | 0
58754 | Summer Solar B2 | AIMCo | CA | 50% | FALSE | 1886.5 | 0 | 0 | 0 | 0 | 0 | 0 | 0 | 1886.5 | 0 | 0 | 0 | 0
58755 | Summer Solar C2 | AES | CA | 50% | TRUE | 1818.5 | 0 | 0 | 0 | 0 | 0 | 0 | 0 | 1818.5 | 0 | 0 | 0 | 0
58755 | Summer Solar C2 | AIMCo | CA | 50% | FALSE | 1818.5 | 0 | 0 | 0 | 0 | 0 | 0 | 0 | 1818.5 | 0 | 0 | 0 | 0
58756 | Summer Solar D2 | AES | CA | 50% | TRUE | 1113.5 | 0 | 0 | 0 | 0 | 0 | 0 | 0 | 1113.5 | 0 | 0 | 0 | 0
58756 | Summer Solar D2 | AIMCo | CA | 50% | FALSE | 1113.5 | 0 | 0 | 0 | 0 | 0 | 0 | 0 | 1113.5 | 0 | 0 | 0 | 0
58757 | Summer North Solar | AES | CA | 50% | TRUE | 7876 | 0 | 0 | 0 | 0 | 0 | 0 | 0 | 7876 | 0 | 0 | 0 | 0
58757 | Summer North Solar | AIMCo | CA | 50% | FALSE | 7876 | 0 | 0 | 0 | 0 | 0 | 0 | 0 | 7876 | 0 | 0 | 0 | 0
58761 | Expressway Solar A | AES | CA | 50% | TRUE | 2409.5 | 0 | 0 | 0 | 0 | 0 | 0 | 0 | 2409.5 | 0 | 0 | 0 | 0
58761 | Expressway Solar A | AIMCo | CA | 50% | FALSE | 2409.5 | 0 | 0 | 0 | 0 | 0 | 0 | 0 | 2409.5 | 0 | 0 | 0 | 0
58762 | Expressway Solar B | AES | CA | 50% | TRUE | 2150.5 | 0 | 0 | 0 | 0 | 0 | 0 | 0 | 2150.5 | 0 | 0 | 0 | 0
58762 | Expressway Solar B | AIMCo | CA | 50% | FALSE | 2150.5 | 0 | 0 | 0 | 0 | 0 | 0 | 0 | 2150.5 | 0 | 0 | 0 | 0
58763 | Expressway Solar C2 | AES | CA | 50% | TRUE | 1762.5 | 0 | 0 | 0 | 0 | 0 | 0 | 0 | 1762.5 | 0 | 0 | 0 | 0
58763 | Expressway Solar C2 | AIMCo | CA | 50% | FALSE | 1762.5 | 0 | 0 | 0 | 0 | 0 | 0 | 0 | 1762.5 | 0 | 0 | 0 | 0
58765 | Miami Wind Energy Center | Invenergy | TX | 100% | TRUE | 1134494 | 0 | 0 | 0 | 0 | 0 | 0 | 0 | 1134494 | 0 | 0 | 0 | 0
58767 | Buckeye Wind Energy Center | Invenergy | KS | 100% | TRUE | 793989 | 0 | 0 | 0 | 0 | 0 | 0 | 0 | 793989 | 0 | 0 | 0 | 0
58768 | Marsh Hill Wind Farm | Invenergy | NY | 100% | TRUE | 39905 | 0 | 0 | 0 | 0 | 0 | 0 | 0 | 39905 | 0 | 0 | 0 | 0
58769 | Spring Canyon Expansion Wind Energy Ctr | NRG | CO | 68.39% | TRUE | 161576.8462 | 0 | 0 | 0 | 0 | 0 | 0 | 0 | 161576.8462 | 0 | 0 | 0 | 0
58769 | Spring Canyon Expansion Wind Energy Ctr | NRG Yield Op. | CO | 21.71% | FALSE | 51291.6118 | 0 | 0 | 0 | 0 | 0 | 0 | 0 | 51291.6118 | 0 | 0 | 0 | 0
58769 | Spring Canyon Expansion Wind Energy Ctr | Invenergy | CO | 9.9% | TRUE | 23389.542 | 0 | 0 | 0 | 0 | 0 | 0 | 0 | 23389.542 | 0 | 0 | 0 | 0
58771 | Roosevelt County | EDF | NM | 50% | TRUE | 542109.5 | 0 | 0 | 0 | 0 | 0 | 0 | 0 | 542109.5 | 0 | 0 | 0 | 0
58771 | Roosevelt County | BlackRock | NM | 50% | FALSE | 542109.5 | 0 | 0 | 0 | 0 | 0 | 0 | 0 | 542109.5 | 0 | 0 | 0 | 0
58772 | Longhorn Wind | EDF | TX | 50% | TRUE | 384000 | 0 | 0 | 0 | 0 | 0 | 0 | 0 | 384000 | 0 | 0 | 0 | 0
58772 | Longhorn Wind | BlackRock | TX | 50% | FALSE | 384000 | 0 | 0 | 0 | 0 | 0 | 0 | 0 | 384000 | 0 | 0 | 0 | 0
58773 | TX Hereford Wind | EDF | TX | 50% | TRUE | 370231 | 0 | 0 | 0 | 0 | 0 | 0 | 0 | 370231 | 0 | 0 | 0 | 0
58773 | TX Hereford Wind | BlackRock | TX | 50% | FALSE | 370231 | 0 | 0 | 0 | 0 | 0 | 0 | 0 | 370231 | 0 | 0 | 0 | 0
58774 | Spinning Spur Wind II | EDF | TX | 100% | TRUE | 596215 | 0 | 0 | 0 | 0 | 0 | 0 | 0 | 596215 | 0 | 0 | 0 | 0
58775 | Spinning Spur Wind III | EDF | TX | 50% | TRUE | 405553 | 0 | 0 | 0 | 0 | 0 | 0 | 0 | 405553 | 0 | 0 | 0 | 0
58775 | Spinning Spur Wind III | BlackRock | TX | 50% | FALSE | 405553 | 0 | 0 | 0 | 0 | 0 | 0 | 0 | 405553 | 0 | 0 | 0 | 0
58782 | Sonne One | Cypress Creek Renewables | NC | 100% | FALSE | 10296 | 0 | 0 | 0 | 0 | 0 | 0 | 0 | 10296 | 0 | 0 | 0 | 0
58783 | South Canal Hydro-1 | Delta-Montrose Electric Association | CO | 100% | FALSE | 17305 | 0 | 0 | 0 | 0 | 0 | 17305 | 0 | 0 | 0 | 0 | 0 | 0
58784 | South Canal Hydro-3 | Delta-Montrose Electric Association | CO | 100% | FALSE | 12875 | 0 | 0 | 0 | 0 | 0 | 12875 | 0 | 0 | 0 | 0 | 0 | 0
58785 | Brentwood Solar | CD US Solar MT1 LLC | NY | 100% | FALSE | 900 | 0 | 0 | 0 | 0 | 0 | 0 | 0 | 900 | 0 | 0 | 0 | 0
58786 | Deer Park | CD US Solar MT1 LLC | NY | 100% | FALSE | 3393 | 0 | 0 | 0 | 0 | 0 | 0 | 0 | 3393 | 0 | 0 | 0 | 0
58787 | Dennison | CD US Solar MT1 LLC | NY | 100% | FALSE | 2302 | 0 | 0 | 0 | 0 | 0 | 0 | 0 | 2302 | 0 | 0 | 0 | 0
58788 | North County | CD US Solar MT1 LLC | NY | 100% | FALSE | 1175 | 0 | 0 | 0 | 0 | 0 | 0 | 0 | 1175 | 0 | 0 | 0 | 0
58789 | Riverhead | CD US Solar MT1 LLC | NY | 100% | FALSE | 1832 | 0 | 0 | 0 | 0 | 0 | 0 | 0 | 1832 | 0 | 0 | 0 | 0
58790 | Cohalan | CD US Solar MT1 LLC | NY | 100% | FALSE | 4791 | 0 | 0 | 0 | 0 | 0 | 0 | 0 | 4791 | 0 | 0 | 0 | 0
58791 | Kirkwall Holdings | Cypress Creek Renewables | NC | 100% | FALSE | 9751 | 0 | 0 | 0 | 0 | 0 | 0 | 0 | 9751 | 0 | 0 | 0 | 0
58792 | Ayrshire | CD Global Solar Holdings, LLC | NC | 100% | FALSE | 9460 | 0 | 0 | 0 | 0 | 0 | 0 | 0 | 9460 | 0 | 0 | 0 | 0
58793 | JMB Mcguire-Dix-Lakehurst Solar Project | WR-TGC Solar Generation IV LLC | NJ | 100% | FALSE | 13514 | 0 | 0 | 0 | 0 | 0 | 0 | 0 | 13514 | 0 | 0 | 0 | 0
58794 | Storrie Lake Solar Project | MSM Solar LLC | NM | 100% | FALSE | 3354 | 0 | 0 | 0 | 0 | 0 | 0 | 0 | 3354 | 0 | 0 | 0 | 0
58795 | Hobart Solar, LLC | AES | IN | 50% | TRUE | 832 | 0 | 0 | 0 | 0 | 0 | 0 | 0 | 832 | 0 | 0 | 0 | 0
58795 | Hobart Solar, LLC | AIMCo | IN | 50% | FALSE | 832 | 0 | 0 | 0 | 0 | 0 | 0 | 0 | 832 | 0 | 0 | 0 | 0
58796 | Waterloo Solar, LLC | AES | IN | 50% | TRUE | 825 | 0 | 0 | 0 | 0 | 0 | 0 | 0 | 825 | 0 | 0 | 0 | 0
58796 | Waterloo Solar, LLC | AIMCo | IN | 50% | FALSE | 825 | 0 | 0 | 0 | 0 | 0 | 0 | 0 | 825 | 0 | 0 | 0 | 0
58797 | Valparaiso Solar, LLC | AES | IN | 50% | TRUE | 771 | 0 | 0 | 0 | 0 | 0 | 0 | 0 | 771 | 0 | 0 | 0 | 0
58797 | Valparaiso Solar, LLC | AIMCo | IN | 50% | FALSE | 771 | 0 | 0 | 0 | 0 | 0 | 0 | 0 | 771 | 0 | 0 | 0 | 0
58798 | AC Criminal Courts Complex SPE2, LLC | AES | NJ | 50% | TRUE | 953.5 | 0 | 0 | 0 | 0 | 0 | 0 | 0 | 953.5 | 0 | 0 | 0 | 0
58798 | AC Criminal Courts Complex SPE2, LLC | AIMCo | NJ | 50% | FALSE | 953.5 | 0 | 0 | 0 | 0 | 0 | 0 | 0 | 953.5 | 0 | 0 | 0 | 0
58799 | Pamlico Partners Solar | SunEnergy1 | NC | 100% | FALSE | 9540 | 0 | 0 | 0 | 0 | 0 | 0 | 0 | 9540 | 0 | 0 | 0 | 0
58801 | Arba Solar, LLC | Argand Energy Solutions, LLC | NC | 100% | FALSE | 2971 | 0 | 0 | 0 | 0 | 0 | 0 | 0 | 2971 | 0 | 0 | 0 | 0
58802 | Franklin Solar, LLC | Argand Energy Solutions, LLC | NC | 100% | FALSE | 3029 | 0 | 0 | 0 | 0 | 0 | 0 | 0 | 3029 | 0 | 0 | 0 | 0
58803 | Kenansville Solar 2, LLC | Cypress Creek Renewables | NC | 100% | FALSE | 3673 | 0 | 0 | 0 | 0 | 0 | 0 | 0 | 3673 | 0 | 0 | 0 | 0
58805 | Samarcand Solar Farm, LLC | SRE Utility Solar 1, LLC | NC | 100% | FALSE | 9371 | 0 | 0 | 0 | 0 | 0 | 0 | 0 | 9371 | 0 | 0 | 0 | 0
58806 | Albemarle Solar Center LLC | SRE Utility Solar 1, LLC | NC | 100% | FALSE | 9677 | 0 | 0 | 0 | 0 | 0 | 0 | 0 | 9677 | 0 | 0 | 0 | 0
58807 | Boseman Solar Center LLC | Cypress Creek Renewables | NC | 100% | FALSE | 9082 | 0 | 0 | 0 | 0 | 0 | 0 | 0 | 9082 | 0 | 0 | 0 | 0
58808 | Flemming Solar Center LLC | Cypress Creek Renewables | NC | 100% | FALSE | 9175 | 0 | 0 | 0 | 0 | 0 | 0 | 0 | 9175 | 0 | 0 | 0 | 0
58809 | Littlefield Solar Center LLC | SRE Utility Solar 1, LLC | NC | 100% | FALSE | 9669 | 0 | 0 | 0 | 0 | 0 | 0 | 0 | 9669 | 0 | 0 | 0 | 0
58810 | Rams Horn Solar Center LLC | Cypress Creek Renewables | NC | 100% | FALSE | 9120 | 0 | 0 | 0 | 0 | 0 | 0 | 0 | 9120 | 0 | 0 | 0 | 0
58811 | Beaver Dam | Beaver Dam Energy LLC | PA | 100% | FALSE | 63291 | 63291 | 0 | 63291 | 0 | 0 | 0 | 0 | 0 | 28865.9949 | 0 | 0 | 0
58812 | Upchurch Solar Center LLC | Cypress Creek Renewables | NC | 100% | FALSE | 9232 | 0 | 0 | 0 | 0 | 0 | 0 | 0 | 9232 | 0 | 0 | 0 | 0
58813 | Alpaca | IMG Midstream | PA | 100% | FALSE | 56937 | 56937 | 0 | 56937 | 0 | 0 | 0 | 0 | 0 | 27694.3571 | 0 | 0 | 0
58815 | Hilton NY Co Gen Plant | Powergen Development Group, LLC | NY | 100% | FALSE | 10377 | 10377 | 0 | 10377 | 0 | 0 | 0 | 0 | 0 | 4735.1771 | 0 | 0 | 0
58818 | Milan | IMG Midstream | PA | 100% | FALSE | 51009 | 51009 | 0 | 51009 | 0 | 0 | 0 | 0 | 0 | 25794.6171 | 0 | 0 | 0
58822 | Millville City Sewer Auth WTP | Marina Energy LLC | NJ | 100% | FALSE | 1919 | 0 | 0 | 0 | 0 | 0 | 0 | 0 | 1919 | 0 | 0 | 0 | 0
58823 | Port Arthur Steam Energy | Port Arthur Steam Energy LP | TX | 100% | FALSE | 0 | 0 | 0 | 0 | 0 | 0 | 0 | 0 | 0 | 0 | 0 | 0 | 0
58824 | Sheldon Solar | Enel | VT | 50% | TRUE | 1225.5 | 0 | 0 | 0 | 0 | 0 | 0 | 0 | 1225.5 | 0 | 0 | 0 | 0
58824 | Sheldon Solar | General Electric | VT | 50% | TRUE | 1225.5 | 0 | 0 | 0 | 0 | 0 | 0 | 0 | 1225.5 | 0 | 0 | 0 | 0
58825 | MTHS Co-Gen Buildings | Maine Township High School Dist 207 | IL | 100% | FALSE | 0 | 0 | 0 | 0 | 0 | 0 | 0 | 0 | 0 | 0 | 0 | 0 | 0
58828 | Apple One | Cypress Creek Renewables | NC | 100% | FALSE | 9849 | 0 | 0 | 0 | 0 | 0 | 0 | 0 | 9849 | 0 | 0 | 0 | 0
58829 | Sonne Two | Heelstone Energy Holdings, LLC | NC | 100% | FALSE | 10028 | 0 | 0 | 0 | 0 | 0 | 0 | 0 | 10028 | 0 | 0 | 0 | 0
58830 | Cross Winds Energy Park | CMS Energy | MI | 100% | TRUE | 335504 | 0 | 0 | 0 | 0 | 0 | 0 | 0 | 335504 | 0 | 0 | 0 | 0
58831 | Redcrest Solar Farm | AES | CA | 50% | TRUE | 20210 | 0 | 0 | 0 | 0 | 0 | 0 | 0 | 20210 | 0 | 0 | 0 | 0
58831 | Redcrest Solar Farm | AIMCo | CA | 50% | FALSE | 20210 | 0 | 0 | 0 | 0 | 0 | 0 | 0 | 20210 | 0 | 0 | 0 | 0
58832 | Cogenra - TEP | Washington Gas Energy Systems | AZ | 100% | FALSE | 1403 | 0 | 0 | 0 | 0 | 0 | 0 | 0 | 1403 | 0 | 0 | 0 | 0
58833 | Red Horse 2 | Red Horse 2 | AZ | 100% | FALSE | 214236 | 0 | 0 | 0 | 0 | 0 | 0 | 0 | 214236 | 0 | 0 | 0 | 0
58834 | Richland Center Renewable Energy LLC | Richland Center Renewable Energy LLC | WI | 100% | FALSE | 9233 | 0 | 0 | 0 | 0 | 0 | 0 | 9233 | 0 | 0 | 0 | 0 | 0
58835 | Elk Station | Golden Spread Electric Cooperative, Inc | TX | 100% | FALSE | 93678 | 93678 | 0 | 93678 | 0 | 0 | 0 | 0 | 0 | 66349.2873 | 0 | 0 | 0
58836 | Lakeswind Power Partners | TransAlta | MN | 100% | FALSE | 162701 | 0 | 0 | 0 | 0 | 0 | 0 | 0 | 162701 | 0 | 0 | 0 | 0
58838 | Keechi Wind | Enbridge | TX | 100% | FALSE | 432810 | 0 | 0 | 0 | 0 | 0 | 0 | 0 | 432810 | 0 | 0 | 0 | 0
58839 | Sudbury Landfill | Solar Sudbury One LF LLC | MA | 100% | FALSE | 1915 | 0 | 0 | 0 | 0 | 0 | 0 | 0 | 1915 | 0 | 0 | 0 | 0
58840 | Kenansville Solar Farm, LLC | SRE Utility Solar 1, LLC | NC | 100% | FALSE | 7727 | 0 | 0 | 0 | 0 | 0 | 0 | 0 | 7727 | 0 | 0 | 0 | 0
58842 | Gato Montes Solar, LLC | Gato Montes Solar, LLC | AZ | 100% | FALSE | 9666 | 0 | 0 | 0 | 0 | 0 | 0 | 0 | 9666 | 0 | 0 | 0 | 0
58843 | Bethel Price Solar, LLC | Bethel Price Solar, LLC | NC | 100% | FALSE | 6731 | 0 | 0 | 0 | 0 | 0 | 0 | 0 | 6731 | 0 | 0 | 0 | 0
58844 | Dogwood Solar, LLC | Duke | NC | 100% | TRUE | 41975 | 0 | 0 | 0 | 0 | 0 | 0 | 0 | 41975 | 0 | 0 | 0 | 0
58845 | Washington Airport Solar LLC | Washington Airport Solar, LLC | NC | 100% | FALSE | 9646 | 0 | 0 | 0 | 0 | 0 | 0 | 0 | 9646 | 0 | 0 | 0 | 0
58846 | Washington Millfield Solar, LLC | Duke | NC | 100% | TRUE | 9951 | 0 | 0 | 0 | 0 | 0 | 0 | 0 | 9951 | 0 | 0 | 0 | 0
58847 | Windsor Cooper HIill Solar, LLC | Windsor Cooper Hill Solar, LLC | NC | 100% | FALSE | 8175 | 0 | 0 | 0 | 0 | 0 | 0 | 0 | 8175 | 0 | 0 | 0 | 0
58848 | Warsaw Farm | Duke | NC | 100% | TRUE | 115981 | 0 | 0 | 0 | 0 | 0 | 0 | 0 | 115981 | 0 | 0 | 0 | 0
58849 | Castalia Solar | Castalia Solar LLC | NC | 100% | FALSE | 3781 | 0 | 0 | 0 | 0 | 0 | 0 | 0 | 3781 | 0 | 0 | 0 | 0
58863 | Waco Farm | Waco Farm LLC | NC | 100% | FALSE | 9133 | 0 | 0 | 0 | 0 | 0 | 0 | 0 | 9133 | 0 | 0 | 0 | 0
58864 | Sunfish Farm | Cypress Creek Renewables | NC | 100% | FALSE | 9849 | 0 | 0 | 0 | 0 | 0 | 0 | 0 | 9849 | 0 | 0 | 0 | 0
58865 | Reventure Park | Clean Energy LLC | NC | 100% | FALSE | 22094 | 0 | 0 | 0 | 0 | 0 | 0 | 22094 | 0 | 0 | 0 | 0 | 0
58867 | Angier Farm | Angier Farm LLC | NC | 100% | FALSE | 8121 | 0 | 0 | 0 | 0 | 0 | 0 | 0 | 8121 | 0 | 0 | 0 | 0
58870 | Rentech Nitrogen Pasadena Cogeneration | PCI Nitrogen LLC | TX | 100% | FALSE | 74495.53 | 0 | 0 | 0 | 0 | 0 | 0 | 74495.53 | 0 | 0 | 0 | 0 | 0
58871 | Berkley East Solar LLC | SunEdison | MA | 100% | FALSE | 4747 | 0 | 0 | 0 | 0 | 0 | 0 | 0 | 4747 | 0 | 0 | 0 | 0
58872 | Bison 4 Wind Energy Center | ALLETE | ND | 100% | TRUE | 840920 | 0 | 0 | 0 | 0 | 0 | 0 | 0 | 840920 | 0 | 0 | 0 | 0
58873 | Stuyvesant Falls | Albany Engineering Corporation | NY | 100% | FALSE | 14597 | 0 | 0 | 0 | 0 | 0 | 14597 | 0 | 0 | 0 | 0 | 0 | 0
58874 | Dement Farm LLC | SRE Utility Solar 1, LLC | NC | 100% | FALSE | 9150 | 0 | 0 | 0 | 0 | 0 | 0 | 0 | 9150 | 0 | 0 | 0 | 0
58877 | Kinsley Landfill Solar | PSEG | NJ | 100% | TRUE | 13618 | 0 | 0 | 0 | 0 | 0 | 0 | 0 | 13618 | 0 | 0 | 0 | 0
58879 | Duplin Solar LLC | SRE Utility Solar 1, LLC | NC | 100% | FALSE | 9484 | 0 | 0 | 0 | 0 | 0 | 0 | 0 | 9484 | 0 | 0 | 0 | 0
58880 | North Carolina Solar III LLC | SRE Utility Solar 1, LLC | NC | 100% | FALSE | 9487 | 0 | 0 | 0 | 0 | 0 | 0 | 0 | 9487 | 0 | 0 | 0 | 0
58881 | County College of Morris | Sunlight General Morris Solar LLC | NJ | 100% | FALSE | 3872 | 0 | 0 | 0 | 0 | 0 | 0 | 0 | 3872 | 0 | 0 | 0 | 0
58882 | Mercer County Community College | Sunlight General Mercer Solar LLC | NJ | 100% | FALSE | 10459 | 0 | 0 | 0 | 0 | 0 | 0 | 0 | 10459 | 0 | 0 | 0 | 0
58883 | Highland Wind Project (IA) | Berkshire Hathaway Energy | IA | 100% | TRUE | 1726146 | 0 | 0 | 0 | 0 | 0 | 0 | 0 | 1726146 | 0 | 0 | 0 | 0
58884 | Lundgren Wind Project | Berkshire Hathaway Energy | IA | 100% | TRUE | 896654 | 0 | 0 | 0 | 0 | 0 | 0 | 0 | 896654 | 0 | 0 | 0 | 0
58885 | Macksburg Wind Project | Berkshire Hathaway Energy | IA | 100% | TRUE | 367493 | 0 | 0 | 0 | 0 | 0 | 0 | 0 | 367493 | 0 | 0 | 0 | 0
58886 | Wellsburg Wind Project | Berkshire Hathaway Energy | IA | 100% | TRUE | 490333 | 0 | 0 | 0 | 0 | 0 | 0 | 0 | 490333 | 0 | 0 | 0 | 0
58887 | Com Adam 1WF-1 | FPC Services Inc. | IL | 100% | FALSE | 10856 | 0 | 0 | 0 | 0 | 0 | 0 | 0 | 10856 | 0 | 0 | 0 | 0
58889 | ASTI | Perpetual Energy Systems | CA | 100% | FALSE | 1518 | 0 | 0 | 0 | 0 | 0 | 0 | 0 | 1518 | 0 | 0 | 0 | 0
58890 | Beringer | Perpetual Energy Systems | CA | 100% | FALSE | 1628 | 0 | 0 | 0 | 0 | 0 | 0 | 0 | 1628 | 0 | 0 | 0 | 0
58891 | Big Turtle Wind Farm, LLC | Heritage Garden Wind Farm I LLC | MI | 100% | FALSE | 186928 | 0 | 0 | 0 | 0 | 0 | 0 | 0 | 186928 | 0 | 0 | 0 | 0
58892 | Camilla Solar Plant | RET Capital | GA | 100% | FALSE | 30008 | 0 | 0 | 0 | 0 | 0 | 0 | 0 | 30008 | 0 | 0 | 0 | 0
58893 | Camp Solar Plant | RET Capital | GA | 100% | FALSE | 3457 | 0 | 0 | 0 | 0 | 0 | 0 | 0 | 3457 | 0 | 0 | 0 | 0
58896 | Patriots Stadium | Sunlight General Somerset Solar LLC | NJ | 100% | FALSE | 1275 | 0 | 0 | 0 | 0 | 0 | 0 | 0 | 1275 | 0 | 0 | 0 | 0
58897 | Temple SEGF | Temple University | PA | 100% | FALSE | 1358 | 1358 | 0 | 1358 | 0 | 0 | 0 | 0 | 0 | 978.7124 | 0 | 0 | 0
58899 | Prosperity Energy Storage Facility | PNM Resources | NM | 100% | TRUE | 736 | 0 | 0 | 0 | 0 | 0 | 0 | 8 | 728 | 0 | 0 | 0 | 0
58900 | Balko Wind LLC | Balko Wind LLC | OK | 100% | FALSE | 1050678 | 0 | 0 | 0 | 0 | 0 | 0 | 0 | 1050678 | 0 | 0 | 0 | 0
58901 | Tri-County Water Hydropower Project | Tri-County Water Conservancy District | CO | 100% | FALSE | 25219 | 0 | 0 | 0 | 0 | 0 | 25219 | 0 | 0 | 0 | 0 | 0 | 0
58902 | Kingfisher Wind LLC | Kingfisher Wind LLC | OK | 100% | FALSE | 1063653 | 0 | 0 | 0 | 0 | 0 | 0 | 0 | 1063653 | 0 | 0 | 0 | 0
58904 | Fourmile Ridge | Exelon | MD | 51% | TRUE | 67335.81 | 0 | 0 | 0 | 0 | 0 | 0 | 0 | 67335.81 | 0 | 0 | 0 | 0
58904 | Fourmile Ridge | ExGen Renewables Partners, LLC | MD | 49% | FALSE | 64695.19 | 0 | 0 | 0 | 0 | 0 | 0 | 0 | 64695.19 | 0 | 0 | 0 | 0
58906 | Valley Center 1 | Sol Orchard San Diego 22 LLC | CA | 100% | FALSE | 5650 | 0 | 0 | 0 | 0 | 0 | 0 | 0 | 5650 | 0 | 0 | 0 | 0
58907 | Valley Center 2 | Sol Orchard San Diego 23 LLC | CA | 100% | FALSE | 5306 | 0 | 0 | 0 | 0 | 0 | 0 | 0 | 5306 | 0 | 0 | 0 | 0
58908 | Beebe 1B | Exelon | MI | 51% | TRUE | 75103.11 | 0 | 0 | 0 | 0 | 0 | 0 | 0 | 75103.11 | 0 | 0 | 0 | 0
58908 | Beebe 1B | ExGen Renewables Partners, LLC | MI | 49% | FALSE | 72157.89 | 0 | 0 | 0 | 0 | 0 | 0 | 0 | 72157.89 | 0 | 0 | 0 | 0
58909 | Ramona 1 | Sol Orchard San Diego 20 LLC | CA | 100% | FALSE | 3444 | 0 | 0 | 0 | 0 | 0 | 0 | 0 | 3444 | 0 | 0 | 0 | 0
58911 | Ramona 2 | Sol Orchard San Diego 21 LLC | CA | 100% | FALSE | 8610 | 0 | 0 | 0 | 0 | 0 | 0 | 0 | 8610 | 0 | 0 | 0 | 0
58912 | Santa Fe Springs Rooftop Solar BLDG M | Golden Springs Development Company LLC | CA | 100% | FALSE | 3218 | 0 | 0 | 0 | 0 | 0 | 0 | 0 | 3218 | 0 | 0 | 0 | 0
58913 | Santa Fe Springs Rooftop Solar BLDG H | Golden Springs Development Company LLC | CA | 100% | FALSE | 2804 | 0 | 0 | 0 | 0 | 0 | 0 | 0 | 2804 | 0 | 0 | 0 | 0
58914 | MCAGCC Cogen Plant | DOD USMC Marine Air Ground Combat | CA | 100% | FALSE | 81355 | 81355 | 0 | 81355 | 0 | 0 | 0 | 0 | 0 | 21592.2205 | 0 | 0 | 0
58917 | Tioga Solar Morris County 1 LLC | Nautilus Solar WPU LLC | NJ | 100% | FALSE | 1367 | 0 | 0 | 0 | 0 | 0 | 0 | 0 | 1367 | 0 | 0 | 0 | 0
58918 | 2081 Terzian Solar Project | Solarenewal LLC | CA | 100% | FALSE | 3016 | 0 | 0 | 0 | 0 | 0 | 0 | 0 | 3016 | 0 | 0 | 0 | 0
58919 | 2127 Harris Solar Project | Solarenewal LLC | CA | 100% | FALSE | 2646 | 0 | 0 | 0 | 0 | 0 | 0 | 0 | 2646 | 0 | 0 | 0 | 0
58920 | 2097 Helton Solar Project | Solarenewal LLC | CA | 100% | FALSE | 3626 | 0 | 0 | 0 | 0 | 0 | 0 | 0 | 3626 | 0 | 0 | 0 | 0
58921 | Napoleon Biogas | CH4 Biogas LLC | OH | 100% | FALSE | 0 | 0 | 0 | 0 | 0 | 0 | 0 | 0 | 0 | 0 | 0 | 0 | 0
58923 | Missouri S&T - Power Plant | Missouri University of Science and Technology | MO | 100% | FALSE | 0 | 0 | 0 | 0 | 0 | 0 | 0 | 0 | 0 | 0 | 0 | 0 | 0
58927 | Story City Wind Project | Hamilton Wind Energy LLC | IA | 100% | FALSE | 5677 | 0 | 0 | 0 | 0 | 0 | 0 | 0 | 5677 | 0 | 0 | 0 | 0
58929 | Melrose 2 | Melrose Public Utilities | MN | 100% | FALSE | 6 | 6 | 0 | 0 | 6 | 0 | 0 | 0 | 0 | 5.7066 | 0 | 0 | 0
58932 | Traer Wind Project | Norsemen Wind Energy, LLC | IA | 100% | FALSE | 6452 | 0 | 0 | 0 | 0 | 0 | 0 | 0 | 6452 | 0 | 0 | 0 | 0
58934 | Integrys MA Solar, LLC - Ashburnham Site | Integrys MA Solar, LLC | MA | 100% | FALSE | 4174 | 0 | 0 | 0 | 0 | 0 | 0 | 0 | 4174 | 0 | 0 | 0 | 0
58935 | Open View Solar Farm | Cross Pollination Inc | VT | 100% | FALSE | 2991 | 0 | 0 | 0 | 0 | 0 | 0 | 0 | 2991 | 0 | 0 | 0 | 0
58936 | Walpole Solar 2 | Walpole Solar 2, LLC | MA | 100% | FALSE | 3635 | 0 | 0 | 0 | 0 | 0 | 0 | 0 | 3635 | 0 | 0 | 0 | 0
58937 | Gardner Solar 1 | Gardner Solar 1, LLC | MA | 100% | FALSE | 3175 | 0 | 0 | 0 | 0 | 0 | 0 | 0 | 3175 | 0 | 0 | 0 | 0
58938 | Origin Wind | Enel | OK | 50% | TRUE | 304861.5 | 0 | 0 | 0 | 0 | 0 | 0 | 0 | 304861.5 | 0 | 0 | 0 | 0
58938 | Origin Wind | General Electric | OK | 50% | TRUE | 304861.5 | 0 | 0 | 0 | 0 | 0 | 0 | 0 | 304861.5 | 0 | 0 | 0 | 0
58942 | Rockville Solar I LLC | Rockville Solar I LLC | IN | 100% | FALSE | 3961 | 0 | 0 | 0 | 0 | 0 | 0 | 0 | 3961 | 0 | 0 | 0 | 0
58943 | Halifax | Duke | NC | 100% | TRUE | 17086 | 0 | 0 | 0 | 0 | 0 | 0 | 0 | 17086 | 0 | 0 | 0 | 0
58944 | Woodville Renewable Power Project | East Texas Electric Coop, Inc | TX | 100% | FALSE | 0 | 0 | 0 | 0 | 0 | 0 | 0 | 0 | 0 | 0 | 0 | 0 | 0
58945 | Simonds | Simonds Saw LLC | MA | 100% | FALSE | 12211 | 12211 | 0 | 12211 | 0 | 0 | 0 | 0 | 0 | 2799.0262 | 0 | 0 | 0
58946 | Ameresco Dallas LLC | AMERESCO | TX | 100% | FALSE | 29835 | 0 | 0 | 0 | 0 | 0 | 0 | 29835 | 0 | 0 | 0 | 0 | 0
58947 | Bristol Myers Squibb Lawrenceville | Bristol-Myers Squibb Co | NJ | 100% | FALSE | 33026 | 33026 | 0 | 32999.004 | 26.996 | 0 | 0 | 0 | 0 | 29123.8621 | 0 | 0 | 0
58948 | Bristol Myers Squibb Wallingford | Bristol-Myers Squibb Co | CT | 100% | FALSE | 24346 | 24346 | 0 | 24334 | 12 | 0 | 0 | 0 | 0 | 22666.0082 | 0 | 0 | 0
58949 | Cloverdale Solar I | GLT Cloverdale Solar LLC | CA | 100% | FALSE | 2513 | 0 | 0 | 0 | 0 | 0 | 0 | 0 | 2513 | 0 | 0 | 0 | 0
58951 | Delilah Road Landfill | KDC Solar RTC LLC | NJ | 100% | FALSE | 14566 | 0 | 0 | 0 | 0 | 0 | 0 | 0 | 14566 | 0 | 0 | 0 | 0
58952 | Dessie Solar Center LLC | Brookfield | NC | 51% | TRUE | 4584.39 | 0 | 0 | 0 | 0 | 0 | 0 | 0 | 4584.39 | 0 | 0 | 0 | 0
58952 | Dessie Solar Center LLC | TerraForm Power | NC | 49% | FALSE | 4404.61 | 0 | 0 | 0 | 0 | 0 | 0 | 0 | 4404.61 | 0 | 0 | 0 | 0
58953 | Rockville Solar II, LLC | Rockville Solar II, LLC | IN | 100% | FALSE | 3517 | 0 | 0 | 0 | 0 | 0 | 0 | 0 | 3517 | 0 | 0 | 0 | 0
58954 | Intel Folsom Phase 2 | Tesla Inc. | CA | 100% | FALSE | 1713 | 0 | 0 | 0 | 0 | 0 | 0 | 0 | 1713 | 0 | 0 | 0 | 0
58955 | BearPond Solar Center LLC | Brookfield | NC | 51% | TRUE | 4580.82 | 0 | 0 | 0 | 0 | 0 | 0 | 0 | 4580.82 | 0 | 0 | 0 | 0
58955 | BearPond Solar Center LLC | TerraForm Power | NC | 49% | FALSE | 4401.18 | 0 | 0 | 0 | 0 | 0 | 0 | 0 | 4401.18 | 0 | 0 | 0 | 0
58956 | Shankle Solar Center LLC | Brookfield | NC | 51% | TRUE | 4953.63 | 0 | 0 | 0 | 0 | 0 | 0 | 0 | 4953.63 | 0 | 0 | 0 | 0
58956 | Shankle Solar Center LLC | TerraForm Power | NC | 49% | FALSE | 4759.37 | 0 | 0 | 0 | 0 | 0 | 0 | 0 | 4759.37 | 0 | 0 | 0 | 0
58957 | Graham Solar Center LLC | Brookfield | NC | 51% | TRUE | 5017.38 | 0 | 0 | 0 | 0 | 0 | 0 | 0 | 5017.38 | 0 | 0 | 0 | 0
58957 | Graham Solar Center LLC | TerraForm Power | NC | 49% | FALSE | 4820.62 | 0 | 0 | 0 | 0 | 0 | 0 | 0 | 4820.62 | 0 | 0 | 0 | 0
58958 | Camelot Wind LLC | Camelot Wind LLC | MA | 100% | FALSE | 2833 | 0 | 0 | 0 | 0 | 0 | 0 | 0 | 2833 | 0 | 0 | 0 | 0
58960 | Subregional Water Reclamation Facility | City of Santa Rosa | CA | 100% | FALSE | 12715 | 1896.854 | 0 | 1896.854 | 0 | 0 | 0 | 10818.146 | 0 | 659.5467 | 0 | 0 | 0
58964 | Technology Drive Solar | WE 90 Technology Drive LLC | VT | 100% | FALSE | 2829 | 0 | 0 | 0 | 0 | 0 | 0 | 0 | 2829 | 0 | 0 | 0 | 0
58965 | Thunder Spirit Wind, LLC | MDU Resources | ND | 100% | FALSE | 428372 | 0 | 0 | 0 | 0 | 0 | 0 | 0 | 428372 | 0 | 0 | 0 | 0
58972 | Fort Huachuca Solar PV Project | Fortis | AZ | 100% | TRUE | 36639 | 0 | 0 | 0 | 0 | 0 | 0 | 0 | 36639 | 0 | 0 | 0 | 0
58973 | White River Solar 2 | ConEdison | CA | 100% | FALSE | 51177 | 0 | 0 | 0 | 0 | 0 | 0 | 0 | 51177 | 0 | 0 | 0 | 0
58974 | Fairview Farms Solar | Fairview Farms Solar LLC | MA | 100% | FALSE | 2856 | 0 | 0 | 0 | 0 | 0 | 0 | 0 | 2856 | 0 | 0 | 0 | 0
58977 | Whitman | Ketchikan Public Utilities | AK | 100% | FALSE | 9373 | 0 | 0 | 0 | 0 | 0 | 9373 | 0 | 0 | 0 | 0 | 0 | 0
58978 | Central Valley Ag Power | Central Valley Ag Power LLC | CA | 100% | FALSE | 130 | 0 | 0 | 0 | 0 | 0 | 0 | 130 | 0 | 0 | 0 | 0 | 0
58980 | Akron WRF | City of Akron | OH | 100% | FALSE | 8094.8 | 0 | 0 | 0 | 0 | 0 | 0 | 8094.8 | 0 | 0 | 0 | 0 | 0
58981 | Broken Bow Wind II, LLC | Sempra | NE | 50% | TRUE | 153085 | 0 | 0 | 0 | 0 | 0 | 0 | 0 | 153085 | 0 | 0 | 0 | 0
58981 | Broken Bow Wind II, LLC | ConEdison | NE | 50% | FALSE | 153085 | 0 | 0 | 0 | 0 | 0 | 0 | 0 | 153085 | 0 | 0 | 0 | 0
58982 | Allison Creek Hydro | Copper Valley Elec Assn, Inc | AK | 100% | FALSE | 19710 | 0 | 0 | 0 | 0 | 0 | 19710 | 0 | 0 | 0 | 0 | 0 | 0
58989 | Eklutna Generation Station | Matanuska Electric Assn Inc | AK | 100% | FALSE | 748674 | 748674 | 0 | 748674 | 0 | 0 | 0 | 0 | 0 | 380798.3595 | 0 | 0 | 0
58992 | Dept of Corrections NCCI Wind | Dept of Corrections NCCI Wind | MA | 100% | FALSE | 2927 | 0 | 0 | 0 | 0 | 0 | 0 | 0 | 2927 | 0 | 0 | 0 | 0
58993 | Pine Tree Landfill Gas to Energy | Pine Tree Landfill | ME | 100% | FALSE | 6498 | 0 | 0 | 0 | 0 | 0 | 0 | 6498 | 0 | 0 | 0 | 0 | 0
58994 | Breckinridge Wind Project LLC | NextEra Energy | OK | 100% | TRUE | 440227 | 0 | 0 | 0 | 0 | 0 | 0 | 0 | 440227 | 0 | 0 | 0 | 0
58995 | St. Olaf Wind Turbine | St. Olaf College | MN | 100% | FALSE | 2814 | 0 | 0 | 0 | 0 | 0 | 0 | 0 | 2814 | 0 | 0 | 0 | 0
58996 | St. Olaf StandBy Generators | St. Olaf College | MN | 100% | FALSE | 40 | 40 | 0 | 0 | 40 | 0 | 0 | 0 | 0 | 47.6911 | 0 | 0 | 0
58998 | Goodwell Wind Project LLC | Enel | OK | 50% | TRUE | 426712.5 | 0 | 0 | 0 | 0 | 0 | 0 | 0 | 426712.5 | 0 | 0 | 0 | 0
58998 | Goodwell Wind Project LLC | General Electric | OK | 50% | TRUE | 426712.5 | 0 | 0 | 0 | 0 | 0 | 0 | 0 | 426712.5 | 0 | 0 | 0 | 0
58999 | Little Elk Wind Project LLC | Enel | OK | 50% | TRUE | 157249 | 0 | 0 | 0 | 0 | 0 | 0 | 0 | 157249 | 0 | 0 | 0 | 0
58999 | Little Elk Wind Project LLC | General Electric | OK | 50% | TRUE | 157249 | 0 | 0 | 0 | 0 | 0 | 0 | 0 | 157249 | 0 | 0 | 0 | 0
59001 | Parkland Landfill Solar | PSEG | NJ | 100% | TRUE | 11856 | 0 | 0 | 0 | 0 | 0 | 0 | 0 | 11856 | 0 | 0 | 0 | 0
59003 | Two Dot Wind Farm | NJR Clean Energy Ventures Corporation | MT | 100% | FALSE | 30775 | 0 | 0 | 0 | 0 | 0 | 0 | 0 | 30775 | 0 | 0 | 0 | 0
59004 | Stonewall | Panda Power Funds | VA | 100% | TRUE | 3291609 | 3291609 | 0 | 3291609 | 0 | 0 | 0 | 0 | 0 | 1452870.5 | 1.222 | 51.956 | 0
59005 | Mariah del Norte | Mariah Holdings II LLC c/o CAMS | TX | 100% | FALSE | 814935 | 0 | 0 | 0 | 0 | 0 | 0 | 0 | 814935 | 0 | 0 | 0 | 0
59008 | Woodmere Solar Farm | AES | CA | 50% | TRUE | 18275 | 0 | 0 | 0 | 0 | 0 | 0 | 0 | 18275 | 0 | 0 | 0 | 0
59008 | Woodmere Solar Farm | AIMCo | CA | 50% | FALSE | 18275 | 0 | 0 | 0 | 0 | 0 | 0 | 0 | 18275 | 0 | 0 | 0 | 0
59009 | Hayworth Solar | AES | CA | 50% | TRUE | 30633.5 | 0 | 0 | 0 | 0 | 0 | 0 | 0 | 30633.5 | 0 | 0 | 0 | 0
59009 | Hayworth Solar | AIMCo | CA | 50% | FALSE | 30633.5 | 0 | 0 | 0 | 0 | 0 | 0 | 0 | 30633.5 | 0 | 0 | 0 | 0
59011 | Southbridge Landfill Gas-to-Energy | Southbridge Recycling and Disposal Park | MA | 100% | FALSE | 8229 | 0 | 0 | 0 | 0 | 0 | 0 | 8229 | 0 | 0 | 0 | 0 | 0
59012 | DC Water CHP | DC Water | DC | 100% | FALSE | 47167 | 0 | 0 | 0 | 0 | 0 | 0 | 47167 | 0 | 0 | 0 | 0 | 0
59013 | Scituate PV | Main Street Power | MA | 100% | FALSE | 3893 | 0 | 0 | 0 | 0 | 0 | 0 | 0 | 3893 | 0 | 0 | 0 | 0
59014 | Bolton PV | Main Street Power | MA | 100% | FALSE | 7221 | 0 | 0 | 0 | 0 | 0 | 0 | 0 | 7221 | 0 | 0 | 0 | 0
59015 | Stow PV | Main Street Power | MA | 100% | FALSE | 2945 | 0 | 0 | 0 | 0 | 0 | 0 | 0 | 2945 | 0 | 0 | 0 | 0
59017 | Carol Jean Solar | Cypress Creek Renewables | NC | 100% | FALSE | 6787 | 0 | 0 | 0 | 0 | 0 | 0 | 0 | 6787 | 0 | 0 | 0 | 0
59018 | East Chicago | Lake County Solar LLC | IN | 100% | FALSE | 3414 | 0 | 0 | 0 | 0 | 0 | 0 | 0 | 3414 | 0 | 0 | 0 | 0
59019 | Griffith | Lake County Solar LLC | IN | 100% | FALSE | 3384 | 0 | 0 | 0 | 0 | 0 | 0 | 0 | 3384 | 0 | 0 | 0 | 0
59020 | Gila Bend | Pinnacle West | AZ | 100% | TRUE | 100198 | 0 | 0 | 0 | 0 | 0 | 0 | 0 | 100198 | 0 | 0 | 0 | 0
59021 | Hoopeston Wind LLC | Hoopeston Wind LLC | IL | 100% | FALSE | 369433 | 0 | 0 | 0 | 0 | 0 | 0 | 0 | 369433 | 0 | 0 | 0 | 0
59022 | Kingston Wind Independence | Kingston Wind Independence | MA | 100% | FALSE | 3153 | 0 | 0 | 0 | 0 | 0 | 0 | 0 | 3153 | 0 | 0 | 0 | 0
59023 | Ipswich Wind Independence | Ipswich Wind Independence | MA | 100% | FALSE | 2456 | 0 | 0 | 0 | 0 | 0 | 0 | 0 | 2456 | 0 | 0 | 0 | 0
59024 | Euclid Farm, Stamco N-54 | Case Western Reserve University | OH | 100% | FALSE | 787 | 0 | 0 | 0 | 0 | 0 | 0 | 0 | 787 | 0 | 0 | 0 | 0
59026 | Back River Waste Water Treatment | City Council of Baltimore City | MD | 100% | FALSE | 5400 | 0 | 0 | 0 | 0 | 0 | 0 | 4200 | 1200 | 0 | 0 | 0 | 0
59034 | Shannon Wind | Starwood Energy | TX | 50% | TRUE | 341377.5 | 0 | 0 | 0 | 0 | 0 | 0 | 0 | 341377.5 | 0 | 0 | 0 | 0
59034 | Shannon Wind | Alterra | TX | 50% | FALSE | 341377.5 | 0 | 0 | 0 | 0 | 0 | 0 | 0 | 341377.5 | 0 | 0 | 0 | 0
59035 | Biomass to Energy Facility, Kauai | Green Energy Team LLC | HI | 100% | FALSE | 49623 | 710 | 0 | 0 | 710 | 0 | 0 | 0 | 48913 | 737.6225 | 0 | 0 | 0
59038 | Battleground | AES | NC | 50% | TRUE | 2967.5 | 0 | 0 | 0 | 0 | 0 | 0 | 0 | 2967.5 | 0 | 0 | 0 | 0
59038 | Battleground | AIMCo | NC | 50% | FALSE | 2967.5 | 0 | 0 | 0 | 0 | 0 | 0 | 0 | 2967.5 | 0 | 0 | 0 | 0
59039 | Beulaville | AES | NC | 50% | TRUE | 1750 | 0 | 0 | 0 | 0 | 0 | 0 | 0 | 1750 | 0 | 0 | 0 | 0
59039 | Beulaville | AIMCo | NC | 50% | FALSE | 1750 | 0 | 0 | 0 | 0 | 0 | 0 | 0 | 1750 | 0 | 0 | 0 | 0
59040 | Ball Mountain Hydro | Blue Heron Hydro LLC | VT | 100% | FALSE | 4863 | 0 | 0 | 0 | 0 | 0 | 4863 | 0 | 0 | 0 | 0 | 0 | 0
59042 | Ellerbe | AES | NC | 50% | TRUE | 1681.5 | 0 | 0 | 0 | 0 | 0 | 0 | 0 | 1681.5 | 0 | 0 | 0 | 0
59042 | Ellerbe | AIMCo | NC | 50% | FALSE | 1681.5 | 0 | 0 | 0 | 0 | 0 | 0 | 0 | 1681.5 | 0 | 0 | 0 | 0
59043 | West Davisville Solar | WR-TGC Solar Generation IV LLC | RI | 100% | FALSE | 2833 | 0 | 0 | 0 | 0 | 0 | 0 | 0 | 2833 | 0 | 0 | 0 | 0
59044 | Rio Rico Solar | Fortis | AZ | 100% | TRUE | 11259 | 0 | 0 | 0 | 0 | 0 | 0 | 0 | 11259 | 0 | 0 | 0 | 0
59045 | Jameson Energy Center | Kansas Municipal Energy Agency | KS | 100% | FALSE | 5491 | 5491 | 0 | 5491 | 0 | 0 | 0 | 0 | 0 | 3922.5057 | 0 | 0 | 0
59046 | 651 Chase Solar NG | 651 Chase Solar NG LLC | MA | 100% | FALSE | 4034 | 0 | 0 | 0 | 0 | 0 | 0 | 0 | 4034 | 0 | 0 | 0 | 0
59049 | Whitcomb Solar Farm | ERWR Whitcomb Farm Solar LLC | VT | 100% | FALSE | 3547 | 0 | 0 | 0 | 0 | 0 | 0 | 0 | 3547 | 0 | 0 | 0 | 0
59050 | Wallace | AES | NC | 50% | TRUE | 1732.5 | 0 | 0 | 0 | 0 | 0 | 0 | 0 | 1732.5 | 0 | 0 | 0 | 0
59050 | Wallace | AIMCo | NC | 50% | FALSE | 1732.5 | 0 | 0 | 0 | 0 | 0 | 0 | 0 | 1732.5 | 0 | 0 | 0 | 0
59051 | Kenansville | AES | NC | 50% | TRUE | 1766.5 | 0 | 0 | 0 | 0 | 0 | 0 | 0 | 1766.5 | 0 | 0 | 0 | 0
59051 | Kenansville | AIMCo | NC | 50% | FALSE | 1766.5 | 0 | 0 | 0 | 0 | 0 | 0 | 0 | 1766.5 | 0 | 0 | 0 | 0
59052 | Fairmont-FLS 100 | AES | NC | 50% | TRUE | 3655.5 | 0 | 0 | 0 | 0 | 0 | 0 | 0 | 3655.5 | 0 | 0 | 0 | 0
59052 | Fairmont-FLS 100 | AIMCo | NC | 50% | FALSE | 3655.5 | 0 | 0 | 0 | 0 | 0 | 0 | 0 | 3655.5 | 0 | 0 | 0 | 0
59053 | Michelangelo Wind 3 LLC | Michelangelo Wind 3 LLC | IA | 100% | FALSE | 7066 | 0 | 0 | 0 | 0 | 0 | 0 | 0 | 7066 | 0 | 0 | 0 | 0
59055 | Rariton OMP | Janssen Pharmaceutical Co | NJ | 100% | FALSE | 1058 | 51 | 0 | 51 | 0 | 0 | 0 | 0 | 1007 | 102.6871 | 0 | 0 | 0
59056 | Spring House | Janssen Pharmaceutical Co | PA | 100% | FALSE | 21790 | 21790 | 0 | 21790 | 0 | 0 | 0 | 0 | 0 | 11341.3394 | 0 | 0 | 0
59057 | Skillman | Janssen Pharmaceutical Co | NJ | 100% | FALSE | 2545 | 0 | 0 | 0 | 0 | 0 | 0 | 0 | 2545 | 0 | 0 | 0 | 0
59058 | Vacaville | Janssen Pharmaceutical Co | CA | 100% | FALSE | 1642 | 0 | 0 | 0 | 0 | 0 | 0 | 0 | 1642 | 0 | 0 | 0 | 0
59059 | Raritan ITS | Janssen Pharmaceutical Co | NJ | 100% | FALSE | 1137 | 0 | 0 | 0 | 0 | 0 | 0 | 0 | 1137 | 0 | 0 | 0 | 0
59060 | Waste Water Treatment Plant | City of Pittsfield | MA | 100% | FALSE | 1233 | 0 | 0 | 0 | 0 | 0 | 0 | 0 | 1233 | 0 | 0 | 0 | 0
59061 | Radfords Run Wind Farm | E.ON | IL | 100% | TRUE | 85481 | 0 | 0 | 0 | 0 | 0 | 0 | 0 | 85481 | 0 | 0 | 0 | 0
59065 | Drift Sand Wind Project LLC | Enel | OK | 50% | TRUE | 229775.5 | 0 | 0 | 0 | 0 | 0 | 0 | 0 | 229775.5 | 0 | 0 | 0 | 0
59065 | Drift Sand Wind Project LLC | General Electric | OK | 50% | TRUE | 229775.5 | 0 | 0 | 0 | 0 | 0 | 0 | 0 | 229775.5 | 0 | 0 | 0 | 0
59066 | Bruennings Breeze Wind Farm | E.ON | TX | 100% | TRUE | 43581 | 0 | 0 | 0 | 0 | 0 | 0 | 0 | 43581 | 0 | 0 | 0 | 0
59068 | Colbec's Corner, LLC | E.ON | TX | 100% | TRUE | 838357 | 0 | 0 | 0 | 0 | 0 | 0 | 0 | 838357 | 0 | 0 | 0 | 0
59070 | Jericho Power | LS Power | NH | 100% | TRUE | 26511 | 0 | 0 | 0 | 0 | 0 | 0 | 0 | 26511 | 0 | 0 | 0 | 0
59071 | Carroll Area Wind Farm | NJR Clean Energy Ventures Corporation | IA | 100% | FALSE | 88296 | 0 | 0 | 0 | 0 | 0 | 0 | 0 | 88296 | 0 | 0 | 0 | 0
59072 | Wooster Renewable Energy | Wooster Renewable Energy LLC | OH | 100% | FALSE | 1556 | 0 | 0 | 0 | 0 | 0 | 0 | 1556 | 0 | 0 | 0 | 0 | 0
59073 | Cove Point LNG Terminal | Dominion | MD | 100% | TRUE | 195753 | 195753 | 0 | 195753 | 0 | 0 | 0 | 0 | 0 | 214687.8562 | 0 | 0 | 0
59074 | SC 1 Data Center, Phase 2 | Xeres Ventures LLC | CA | 100% | FALSE | 195.52 | 195.52 | 0 | 0 | 195.52 | 0 | 0 | 0 | 0 | 256.4722 | 0 | 0 | 0
59075 | Brewster Landfill | CF CVEC Owner One LLC | MA | 100% | FALSE | 1560 | 0 | 0 | 0 | 0 | 0 | 0 | 0 | 1560 | 0 | 0 | 0 | 0
59076 | Chopin Wind LLC | BayWa r.e Wind LLC | OR | 100% | FALSE | 26128 | 0 | 0 | 0 | 0 | 0 | 0 | 0 | 26128 | 0 | 0 | 0 | 0
59077 | Chatham Landfill | CF CVEC Owner One LLC | MA | 100% | FALSE | 2230 | 0 | 0 | 0 | 0 | 0 | 0 | 0 | 2230 | 0 | 0 | 0 | 0
59078 | Harwich Landfill | CF CVEC Owner One LLC | MA | 100% | FALSE | 5562 | 0 | 0 | 0 | 0 | 0 | 0 | 0 | 5562 | 0 | 0 | 0 | 0
59079 | Katama Farm | CF CVEC Owner One LLC | MA | 100% | FALSE | 900 | 0 | 0 | 0 | 0 | 0 | 0 | 0 | 900 | 0 | 0 | 0 | 0
59080 | Nunnepog | CF CVEC Owner One LLC | MA | 100% | FALSE | 1610 | 0 | 0 | 0 | 0 | 0 | 0 | 0 | 1610 | 0 | 0 | 0 | 0
59081 | Barnstable Landfill | CF CVEC Owner One LLC | MA | 100% | FALSE | 4614 | 0 | 0 | 0 | 0 | 0 | 0 | 0 | 4614 | 0 | 0 | 0 | 0
59082 | Dennis Landfill | CF CVEC Owner One LLC | MA | 100% | FALSE | 7029 | 0 | 0 | 0 | 0 | 0 | 0 | 0 | 7029 | 0 | 0 | 0 | 0
59083 | Limon III Wind LLC | NextEra Energy | CO | 100% | TRUE | 804281 | 0 | 0 | 0 | 0 | 0 | 0 | 0 | 804281 | 0 | 0 | 0 | 0
59084 | Marshall Wind Farm | Berkshire Hathaway Energy | KS | 100% | TRUE | 306609 | 0 | 0 | 0 | 0 | 0 | 0 | 0 | 306609 | 0 | 0 | 0 | 0
59085 | Lepomis PV Energy LLC | EDF | MA | 100% | TRUE | 6867 | 0 | 0 | 0 | 0 | 0 | 0 | 0 | 6867 | 0 | 0 | 0 | 0
59090 | Rockland Solar | Marina Energy LLC | MA | 100% | FALSE | 3061 | 0 | 0 | 0 | 0 | 0 | 0 | 0 | 3061 | 0 | 0 | 0 | 0
59093 | Holland Energy Park | City of Holland | MI | 100% | FALSE | 369612 | 369612 | 0 | 369612 | 0 | 0 | 0 | 0 | 0 | 146629.046 | 0.741 | 19.966 | 0
59097 | Berry Plastics Solar | Marina Energy LLC | NJ | 100% | FALSE | 15933 | 0 | 0 | 0 | 0 | 0 | 0 | 0 | 15933 | 0 | 0 | 0 | 0
59102 | Dragstrip Farm | Dragstrip Farm LLC | NC | 100% | FALSE | 8965 | 0 | 0 | 0 | 0 | 0 | 0 | 0 | 8965 | 0 | 0 | 0 | 0
59116 | Woodbine Landfill Plant | Cape May County Municipal | NJ | 100% | FALSE | 11009 | 0 | 0 | 0 | 0 | 0 | 0 | 11009 | 0 | 0 | 0 | 0 | 0
59117 | DD Fayetteville Solar NC LLC | Duke | NC | 100% | TRUE | 35583 | 0 | 0 | 0 | 0 | 0 | 0 | 0 | 35583 | 0 | 0 | 0 | 0
59118 | Cameron Wind 1 LLC | Cameron Wind 1 LLC | TX | 100% | FALSE | 508068 | 0 | 0 | 0 | 0 | 0 | 0 | 0 | 508068 | 0 | 0 | 0 | 0
59119 | Warsaw I | AES | NC | 50% | TRUE | 1796.5 | 0 | 0 | 0 | 0 | 0 | 0 | 0 | 1796.5 | 0 | 0 | 0 | 0
59119 | Warsaw I | AIMCo | NC | 50% | FALSE | 1796.5 | 0 | 0 | 0 | 0 | 0 | 0 | 0 | 1796.5 | 0 | 0 | 0 | 0
59120 | Warsaw II | AES | NC | 50% | TRUE | 1796 | 0 | 0 | 0 | 0 | 0 | 0 | 0 | 1796 | 0 | 0 | 0 | 0
59120 | Warsaw II | AIMCo | NC | 50% | FALSE | 1796 | 0 | 0 | 0 | 0 | 0 | 0 | 0 | 1796 | 0 | 0 | 0 | 0
59140 | EDF Lancaster | EDF | MA | 100% | TRUE | 6208 | 0 | 0 | 0 | 0 | 0 | 0 | 0 | 6208 | 0 | 0 | 0 | 0
59142 | Manatee County LFGTE | Manatee County Utilities Department | FL | 100% | FALSE | 11570 | 0 | 0 | 0 | 0 | 0 | 0 | 11570 | 0 | 0 | 0 | 0 | 0
59143 | Front Range Project | Timberline Energy LLC | CO | 100% | FALSE | 22010 | 0 | 0 | 0 | 0 | 0 | 0 | 22010 | 0 | 0 | 0 | 0 | 0
59144 | Brighton PV Solar Plant | Hangar 160 LLC | CO | 100% | FALSE | 3344 | 0 | 0 | 0 | 0 | 0 | 0 | 0 | 3344 | 0 | 0 | 0 | 0
59146 | XPF Solar Field | United Therapeutics Corporation | NC | 100% | FALSE | 5156 | 0 | 0 | 0 | 0 | 0 | 0 | 0 | 5156 | 0 | 0 | 0 | 0
59147 | Fair Wind | Exelon | MD | 100% | TRUE | 104028 | 0 | 0 | 0 | 0 | 0 | 0 | 0 | 104028 | 0 | 0 | 0 | 0
59148 | Green Farm | Cypress Creek Renewables | NC | 100% | FALSE | 9730 | 0 | 0 | 0 | 0 | 0 | 0 | 0 | 9730 | 0 | 0 | 0 | 0
59149 | Simons Farm | Cypress Creek Renewables | NC | 100% | FALSE | 9660 | 0 | 0 | 0 | 0 | 0 | 0 | 0 | 9660 | 0 | 0 | 0 | 0
59150 | RE Mustang LLC | RE Mustang LLC | CA | 100% | FALSE | 264833 | 0 | 0 | 0 | 0 | 0 | 0 | 0 | 264833 | 0 | 0 | 0 | 0
59151 | Harvest Power Orlando | Harvest Power Orlando LLC | FL | 100% | FALSE | 20708.38 | 0 | 0 | 0 | 0 | 0 | 0 | 20708.38 | 0 | 0 | 0 | 0 | 0
59162 | Mariposa Solar Center LLC | Heelstone Energy Holdings, LLC | NC | 100% | FALSE | 9735 | 0 | 0 | 0 | 0 | 0 | 0 | 0 | 9735 | 0 | 0 | 0 | 0
59163 | Highland Solar Center LLC | SRE Utility Solar 1, LLC | NC | 100% | FALSE | 9800 | 0 | 0 | 0 | 0 | 0 | 0 | 0 | 9800 | 0 | 0 | 0 | 0
59164 | Elm City Solar Facility | Duke | NC | 100% | TRUE | 82070 | 0 | 0 | 0 | 0 | 0 | 0 | 0 | 82070 | 0 | 0 | 0 | 0
59166 | Bridgeport Disposal Solar Farm | Bridgeport Disposal LLC | NJ | 100% | FALSE | 1852 | 0 | 0 | 0 | 0 | 0 | 0 | 0 | 1852 | 0 | 0 | 0 | 0
59167 | Lancaster Solar 1 | PsomasFMG Lancaster Solar Crest, LLC | CA | 100% | FALSE | 3209 | 0 | 0 | 0 | 0 | 0 | 0 | 0 | 3209 | 0 | 0 | 0 | 0
59168 | Avalon Solar | Avalon Solar | AZ | 100% | FALSE | 78228 | 0 | 0 | 0 | 0 | 0 | 0 | 0 | 78228 | 0 | 0 | 0 | 0
59169 | Lancaster Solar 2 | PsomasFMG Lancaster Solar Crest, LLC | CA | 100% | FALSE | 3392 | 0 | 0 | 0 | 0 | 0 | 0 | 0 | 3392 | 0 | 0 | 0 | 0
59170 | Jakana Solar | Jakana Solar | NC | 100% | FALSE | 9828 | 0 | 0 | 0 | 0 | 0 | 0 | 0 | 9828 | 0 | 0 | 0 | 0
59171 | Windsor Solar | Windsor Solar LLC | NC | 100% | FALSE | 9744 | 0 | 0 | 0 | 0 | 0 | 0 | 0 | 9744 | 0 | 0 | 0 | 0
59172 | Belmont | Marion Solar LLC | IN | 100% | FALSE | 6239 | 0 | 0 | 0 | 0 | 0 | 0 | 0 | 6239 | 0 | 0 | 0 | 0
59173 | Bethel Solar | Bethel Solar LLC | NC | 100% | FALSE | 8508 | 0 | 0 | 0 | 0 | 0 | 0 | 0 | 8508 | 0 | 0 | 0 | 0
59174 | Lewiston Solar | Lewiston Solar LLC | NC | 100% | FALSE | 9422 | 0 | 0 | 0 | 0 | 0 | 0 | 0 | 9422 | 0 | 0 | 0 | 0
59175 | Woodland Solar | Woodland Solar LLC | NC | 100% | FALSE | 9479 | 0 | 0 | 0 | 0 | 0 | 0 | 0 | 9479 | 0 | 0 | 0 | 0
59176 | Williamston Solar | Williamston Solar LLC | NC | 100% | FALSE | 9888 | 0 | 0 | 0 | 0 | 0 | 0 | 0 | 9888 | 0 | 0 | 0 | 0
59177 | Winton Solar | Winton Solar LLC | NC | 100% | FALSE | 6177 | 0 | 0 | 0 | 0 | 0 | 0 | 0 | 6177 | 0 | 0 | 0 | 0
59178 | Franklin 1 | CD US Solar MT 2 LLC | MA | 100% | FALSE | 4367 | 0 | 0 | 0 | 0 | 0 | 0 | 0 | 4367 | 0 | 0 | 0 | 0
59179 | Franklin 2 | CD US Solar MT 2 LLC | MA | 100% | FALSE | 5941 | 0 | 0 | 0 | 0 | 0 | 0 | 0 | 5941 | 0 | 0 | 0 | 0
59180 | Marion Solar LNG | Marion Solar LLC | IN | 100% | FALSE | 2498 | 0 | 0 | 0 | 0 | 0 | 0 | 0 | 2498 | 0 | 0 | 0 | 0
59181 | AgriReNew | AgriReNew | IA | 100% | FALSE | 5499 | 0 | 0 | 0 | 0 | 0 | 0 | 5499 | 0 | 0 | 0 | 0 | 0
59185 | Jacobstown | NJR Clean Energy Ventures Corporation | NJ | 100% | FALSE | 7904 | 0 | 0 | 0 | 0 | 0 | 0 | 0 | 7904 | 0 | 0 | 0 | 0
59186 | West Pemberton | NJR Clean Energy Ventures Corporation | NJ | 100% | FALSE | 11562 | 0 | 0 | 0 | 0 | 0 | 0 | 0 | 11562 | 0 | 0 | 0 | 0
59187 | Beethoven Wind | NorthWestern Energy | SD | 100% | FALSE | 313372 | 0 | 0 | 0 | 0 | 0 | 0 | 0 | 313372 | 0 | 0 | 0 | 0
59193 | Chapman Ranch Wind I | Chapman Ranch Wind LLC | TX | 100% | FALSE | 160208 | 0 | 0 | 0 | 0 | 0 | 0 | 0 | 160208 | 0 | 0 | 0 | 0
59194 | Portable Generator 2 | MDU Resources | ND | 100% | FALSE | 5 | 5 | 0 | 0 | 5 | 0 | 0 | 0 | 0 | 4.4023 | 0 | 0 | 0
59195 | Portable Generator 3 | MDU Resources | ND | 100% | FALSE | 4 | 4 | 0 | 0 | 4 | 0 | 0 | 0 | 0 | 3.9131 | 0 | 0 | 0
59196 | Portable Generator 1 | MDU Resources | ND | 100% | FALSE | 0 | 0 | 0 | 0 | 0 | 0 | 0 | 0 | 0 | 0 | 0 | 0 | 0
59197 | Univ Minnesota CHP Plant | Veolia Energy | MN | 100% | FALSE | 91150 | 91150 | 0 | 90367.931 | 782.069 | 0 | 0 | 0 | 0 | 67771.9596 | 0 | 0 | 0
59198 | Sterling PV 3 | Fresh Air Energy VII LLC | CO | 100% | FALSE | 4378.77 | 0 | 0 | 0 | 0 | 0 | 0 | 0 | 4378.77 | 0 | 0 | 0 | 0
59199 | Mesa PV1 | Fresh Air Energy VIII LLC | CO | 100% | FALSE | 3367.98 | 0 | 0 | 0 | 0 | 0 | 0 | 0 | 3367.98 | 0 | 0 | 0 | 0
59200 | Border Winds Wind Farm | Xcel | ND | 100% | TRUE | 641863 | 0 | 0 | 0 | 0 | 0 | 0 | 0 | 641863 | 0 | 0 | 0 | 0
59201 | Pleasant Valley Wind Farm | Xcel | MN | 100% | TRUE | 832947 | 0 | 0 | 0 | 0 | 0 | 0 | 0 | 832947 | 0 | 0 | 0 | 0
59203 | Farmersville | Sequoia PV 1 LLC | CA | 100% | FALSE | 8122 | 0 | 0 | 0 | 0 | 0 | 0 | 0 | 8122 | 0 | 0 | 0 | 0
59204 | OCI Alamo 3 LLC | ConEdison | TX | 100% | FALSE | 11686 | 0 | 0 | 0 | 0 | 0 | 0 | 0 | 11686 | 0 | 0 | 0 | 0
59205 | OCI Alamo 5 LLC | ConEdison | TX | 100% | FALSE | 229113 | 0 | 0 | 0 | 0 | 0 | 0 | 0 | 229113 | 0 | 0 | 0 | 0
59206 | Alamo 6 | Berkshire Hathaway Energy | TX | 100% | TRUE | 262216 | 0 | 0 | 0 | 0 | 0 | 0 | 0 | 262216 | 0 | 0 | 0 | 0
59207 | OCI Alamo 7 LLC | ConEdison | TX | 100% | FALSE | 284214 | 0 | 0 | 0 | 0 | 0 | 0 | 0 | 284214 | 0 | 0 | 0 | 0
59213 | Clipperton Holdings | Dominion | NC | 100% | TRUE | 774 | 0 | 0 | 0 | 0 | 0 | 0 | 0 | 774 | 0 | 0 | 0 | 0
59217 | Tiburon Holdings | Heelstone Energy Holdings, LLC | NC | 100% | FALSE | 9531 | 0 | 0 | 0 | 0 | 0 | 0 | 0 | 9531 | 0 | 0 | 0 | 0
59219 | Porterville 6 and 7 | Sequoia PV 3 LLC | CA | 100% | FALSE | 5852 | 0 | 0 | 0 | 0 | 0 | 0 | 0 | 5852 | 0 | 0 | 0 | 0
59221 | Pecan Row Landfill To Electric Facility | Energy Developments Inc | GA | 100% | FALSE | 35253 | 0 | 0 | 0 | 0 | 0 | 0 | 35253 | 0 | 0 | 0 | 0 | 0
59222 | Passadumkeag Windpark LLC | Southern | ME | 100% | TRUE | 137270 | 0 | 0 | 0 | 0 | 0 | 0 | 0 | 137270 | 0 | 0 | 0 | 0
59223 | Optimum Wind 5 LLC | Building Energy | IA | 100% | FALSE | 1077 | 0 | 0 | 0 | 0 | 0 | 0 | 0 | 1077 | 0 | 0 | 0 | 0
59224 | Optimum Wind 6 LLC | Building Energy | IA | 100% | FALSE | 1095 | 0 | 0 | 0 | 0 | 0 | 0 | 0 | 1095 | 0 | 0 | 0 | 0
59225 | Optimum Wind 7 LLC | Building Energy | IA | 100% | FALSE | 7317 | 0 | 0 | 0 | 0 | 0 | 0 | 0 | 7317 | 0 | 0 | 0 | 0
59226 | Optimum Wind 4 LLC | Building Energy | IA | 100% | FALSE | 1137 | 0 | 0 | 0 | 0 | 0 | 0 | 0 | 1137 | 0 | 0 | 0 | 0
59227 | Optimum Wind 3 LLC | Building Energy | IA | 100% | FALSE | 1178 | 0 | 0 | 0 | 0 | 0 | 0 | 0 | 1178 | 0 | 0 | 0 | 0
59228 | Leonardo Wind 1 LLC | Leonardo Wind 1 LLC | IA | 100% | FALSE | 2477 | 0 | 0 | 0 | 0 | 0 | 0 | 0 | 2477 | 0 | 0 | 0 | 0
59230 | Venus Wind 3 LLC | Venus Wind 3 LLC | IA | 100% | FALSE | 7883 | 0 | 0 | 0 | 0 | 0 | 0 | 0 | 7883 | 0 | 0 | 0 | 0
59231 | Michelangelo Wind 1 LLC | Michelangelo Wind 1 LLC | IA | 100% | FALSE | 6429 | 0 | 0 | 0 | 0 | 0 | 0 | 0 | 6429 | 0 | 0 | 0 | 0
59232 | Michelangelo Wind 4 LLC | Michelangelo Wind 4 LLC | IA | 100% | FALSE | 6899 | 0 | 0 | 0 | 0 | 0 | 0 | 0 | 6899 | 0 | 0 | 0 | 0
59233 | Cogeneration 2 | University of Arizona | AZ | 100% | FALSE | 36495.28 | 36495.28 | 0 | 36495.28 | 0 | 0 | 0 | 0 | 0 | 9149.669 | 0 | 0 | 0
59234 | Arbuckle Mountain Wind Farm LLC | EDP | OK | 100% | TRUE | 411644 | 0 | 0 | 0 | 0 | 0 | 0 | 0 | 411644 | 0 | 0 | 0 | 0
59235 | Rising Tree Wind Farm II | EDP | CA | 100% | TRUE | 54592 | 0 | 0 | 0 | 0 | 0 | 0 | 0 | 54592 | 0 | 0 | 0 | 0
59236 | Rising Tree Wind Farm III | EDP | CA | 100% | TRUE | 334837 | 0 | 0 | 0 | 0 | 0 | 0 | 0 | 334837 | 0 | 0 | 0 | 0
59237 | Lone Valley Solar Park II LLC | EDP | CA | 100% | TRUE | 50591 | 0 | 0 | 0 | 0 | 0 | 0 | 0 | 50591 | 0 | 0 | 0 | 0
59239 | Eagle Springs Solar LLC | Eagle Springs Solar LLC | CO | 100% | FALSE | 1598 | 0 | 0 | 0 | 0 | 0 | 0 | 0 | 1598 | 0 | 0 | 0 | 0
59240 | Green Gas-Port Charlotte LLC | Port Charlotte Energy LLC | FL | 100% | FALSE | 13933 | 0 | 0 | 0 | 0 | 0 | 0 | 13933 | 0 | 0 | 0 | 0 | 0
59241 | Brockelman | Integrys MA Solar, LLC | MA | 100% | FALSE | 4579 | 0 | 0 | 0 | 0 | 0 | 0 | 0 | 4579 | 0 | 0 | 0 | 0
59242 | Beverly | Integrys MA Solar, LLC | MA | 100% | FALSE | 3364 | 0 | 0 | 0 | 0 | 0 | 0 | 0 | 3364 | 0 | 0 | 0 | 0
59245 | Fluvanna | Terna Energy | TX | 100% | FALSE | 98653 | 0 | 0 | 0 | 0 | 0 | 0 | 0 | 98653 | 0 | 0 | 0 | 0
59248 | CCMUA | Camden Solar Center, LLC | NJ | 100% | FALSE | 2209 | 0 | 0 | 0 | 0 | 0 | 0 | 0 | 2209 | 0 | 0 | 0 | 0
59251 | Caprock Solar 1 LLC | Duke | NM | 100% | TRUE | 68987 | 0 | 0 | 0 | 0 | 0 | 0 | 0 | 68987 | 0 | 0 | 0 | 0
59254 | Johnston LFG Turbine Plant | Rhode Island LFG Genco | RI | 100% | FALSE | 202984.14 | 0 | 0 | 0 | 0 | 0 | 0 | 202984.14 | 0 | 0 | 0 | 0 | 0
59255 | Osprey Point RES | Hoosier Energy | IN | 100% | FALSE | 0 | 0 | 0 | 0 | 0 | 0 | 0 | 0 | 0 | 0 | 0 | 0 | 0
59256 | Vaca Dixon Battery Storage System | PG&E | CA | 100% | TRUE | 0 | 0 | 0 | 0 | 0 | 0 | 0 | 0 | 0 | 0 | 0 | 0 | 0
59257 | Yerba Buena | PG&E | CA | 100% | TRUE | 0 | 0 | 0 | 0 | 0 | 0 | 0 | 0 | 0 | 0 | 0 | 0 | 0
59262 | Lancaster Little Rock | AES | CA | 50% | TRUE | 6420.5 | 0 | 0 | 0 | 0 | 0 | 0 | 0 | 6420.5 | 0 | 0 | 0 | 0
59262 | Lancaster Little Rock | AIMCo | CA | 50% | FALSE | 6420.5 | 0 | 0 | 0 | 0 | 0 | 0 | 0 | 6420.5 | 0 | 0 | 0 | 0
59265 | Merced Solar LLC | Merced Solar LLC | CA | 100% | FALSE | 3357 | 0 | 0 | 0 | 0 | 0 | 0 | 0 | 3357 | 0 | 0 | 0 | 0
59267 | Mission Solar LLC | Mission Solar LLC | CA | 100% | FALSE | 3357 | 0 | 0 | 0 | 0 | 0 | 0 | 0 | 3357 | 0 | 0 | 0 | 0
59268 | Hollister Solar LLC | Hollister Solar LLC | CA | 100% | FALSE | 3720 | 0 | 0 | 0 | 0 | 0 | 0 | 0 | 3720 | 0 | 0 | 0 | 0
59269 | Victor Mesa Linda B2 | AES | CA | 50% | TRUE | 1849 | 0 | 0 | 0 | 0 | 0 | 0 | 0 | 1849 | 0 | 0 | 0 | 0
59269 | Victor Mesa Linda B2 | AIMCo | CA | 50% | FALSE | 1849 | 0 | 0 | 0 | 0 | 0 | 0 | 0 | 1849 | 0 | 0 | 0 | 0
59270 | Victor Mesa Linda C2 | AES | CA | 50% | TRUE | 1845 | 0 | 0 | 0 | 0 | 0 | 0 | 0 | 1845 | 0 | 0 | 0 | 0
59270 | Victor Mesa Linda C2 | AIMCo | CA | 50% | FALSE | 1845 | 0 | 0 | 0 | 0 | 0 | 0 | 0 | 1845 | 0 | 0 | 0 | 0
59271 | Victor Mesa Linda D2 | AES | CA | 50% | TRUE | 1843 | 0 | 0 | 0 | 0 | 0 | 0 | 0 | 1843 | 0 | 0 | 0 | 0
59271 | Victor Mesa Linda D2 | AIMCo | CA | 50% | FALSE | 1843 | 0 | 0 | 0 | 0 | 0 | 0 | 0 | 1843 | 0 | 0 | 0 | 0
59272 | Victor Mesa Linda E2 | AES | CA | 50% | TRUE | 1878.5 | 0 | 0 | 0 | 0 | 0 | 0 | 0 | 1878.5 | 0 | 0 | 0 | 0
59272 | Victor Mesa Linda E2 | AIMCo | CA | 50% | FALSE | 1878.5 | 0 | 0 | 0 | 0 | 0 | 0 | 0 | 1878.5 | 0 | 0 | 0 | 0
59273 | SEPV Palmdale East | AES | CA | 50% | TRUE | 13205 | 0 | 0 | 0 | 0 | 0 | 0 | 0 | 13205 | 0 | 0 | 0 | 0
59273 | SEPV Palmdale East | AIMCo | CA | 50% | FALSE | 13205 | 0 | 0 | 0 | 0 | 0 | 0 | 0 | 13205 | 0 | 0 | 0 | 0
59274 | Sutter Greeworks LLC | AES | NY | 50% | TRUE | 4394 | 0 | 0 | 0 | 0 | 0 | 0 | 0 | 4394 | 0 | 0 | 0 | 0
59274 | Sutter Greeworks LLC | AIMCo | NY | 50% | FALSE | 4394 | 0 | 0 | 0 | 0 | 0 | 0 | 0 | 4394 | 0 | 0 | 0 | 0
59275 | Sterlington Greenworks LLC | AES | NY | 50% | TRUE | 1092.5 | 0 | 0 | 0 | 0 | 0 | 0 | 0 | 1092.5 | 0 | 0 | 0 | 0
59275 | Sterlington Greenworks LLC | AIMCo | NY | 50% | FALSE | 1092.5 | 0 | 0 | 0 | 0 | 0 | 0 | 0 | 1092.5 | 0 | 0 | 0 | 0
59276 | Leavenworth Greenworks LLC | AES | NY | 50% | TRUE | 8585.5 | 0 | 0 | 0 | 0 | 0 | 0 | 0 | 8585.5 | 0 | 0 | 0 | 0
59276 | Leavenworth Greenworks LLC | AIMCo | NY | 50% | FALSE | 8585.5 | 0 | 0 | 0 | 0 | 0 | 0 | 0 | 8585.5 | 0 | 0 | 0 | 0
59277 | Medford WWTP | NJR Clean Energy Ventures Corporation | NJ | 100% | FALSE | 1860 | 0 | 0 | 0 | 0 | 0 | 0 | 0 | 1860 | 0 | 0 | 0 | 0
59278 | Reeves South | NJR Clean Energy Ventures Corporation | NJ | 100% | FALSE | 1760 | 0 | 0 | 0 | 0 | 0 | 0 | 0 | 1760 | 0 | 0 | 0 | 0
59283 | California PV Energy at ISD WWTP | Exelon | CA | 100% | TRUE | 1943 | 0 | 0 | 0 | 0 | 0 | 0 | 0 | 1943 | 0 | 0 | 0 | 0
59284 | Mammoth Plains | NextEra Energy | OK | 65.1% | TRUE | 513501.639 | 0 | 0 | 0 | 0 | 0 | 0 | 0 | 513501.639 | 0 | 0 | 0 | 0
59284 | Mammoth Plains | NextEra Energy Partners | OK | 34.9% | FALSE | 275287.361 | 0 | 0 | 0 | 0 | 0 | 0 | 0 | 275287.361 | 0 | 0 | 0 | 0
59295 | WED NK Green | WED NK Green LLC | RI | 100% | FALSE | 2934 | 0 | 0 | 0 | 0 | 0 | 0 | 0 | 2934 | 0 | 0 | 0 | 0
59297 | Carrier Clinic | Sunlight General Solar Fund II, LLC | NJ | 100% | FALSE | 1917 | 0 | 0 | 0 | 0 | 0 | 0 | 0 | 1917 | 0 | 0 | 0 | 0
59299 | Waste Mangement Redwood LFGTE | Waste Management | CA | 100% | FALSE | 16799 | 0 | 0 | 0 | 0 | 0 | 0 | 16799 | 0 | 0 | 0 | 0 | 0
59300 | Hanford 1 and 2 | Sequoia PV 2, LLC | CA | 100% | FALSE | 5791 | 0 | 0 | 0 | 0 | 0 | 0 | 0 | 5791 | 0 | 0 | 0 | 0
59308 | Beacon Solar Plant Site 5 | CD Global Solar Holdings, LLC | CA | 100% | FALSE | 3885 | 0 | 0 | 0 | 0 | 0 | 0 | 0 | 3885 | 0 | 0 | 0 | 0
59309 | Beacon Solar Plant Site 2 | CD Global Solar Holdings, LLC | CA | 100% | FALSE | 4901 | 0 | 0 | 0 | 0 | 0 | 0 | 0 | 4901 | 0 | 0 | 0 | 0
59310 | Black Oak Power Producers | Cube District Energy, LLC | MO | 100% | FALSE | 12954 | 0 | 0 | 0 | 0 | 0 | 0 | 12954 | 0 | 0 | 0 | 0 | 0
59311 | Seiling Wind I | NextEra Energy | OK | 65.1% | TRUE | 488900.349 | 0 | 0 | 0 | 0 | 0 | 0 | 0 | 488900.349 | 0 | 0 | 0 | 0
59311 | Seiling Wind I | NextEra Energy Partners | OK | 34.9% | FALSE | 262098.651 | 0 | 0 | 0 | 0 | 0 | 0 | 0 | 262098.651 | 0 | 0 | 0 | 0
59312 | Seiling Wind II | NextEra Energy | OK | 65.1% | TRUE | 232824.291 | 0 | 0 | 0 | 0 | 0 | 0 | 0 | 232824.291 | 0 | 0 | 0 | 0
59312 | Seiling Wind II | NextEra Energy Partners | OK | 34.9% | FALSE | 124816.709 | 0 | 0 | 0 | 0 | 0 | 0 | 0 | 124816.709 | 0 | 0 | 0 | 0
59313 | WED Coventry 5 | WED Coventry Five, LLC | RI | 100% | FALSE | 2622 | 0 | 0 | 0 | 0 | 0 | 0 | 0 | 2622 | 0 | 0 | 0 | 0
59314 | WED Coventry 6 | WED Coventry Six, LLC | RI | 100% | FALSE | 8416 | 0 | 0 | 0 | 0 | 0 | 0 | 0 | 8416 | 0 | 0 | 0 | 0
59315 | Hecate Energy Beacon Solar 1 | AES | CA | 50% | TRUE | 50826 | 0 | 0 | 0 | 0 | 0 | 0 | 0 | 50826 | 0 | 0 | 0 | 0
59315 | Hecate Energy Beacon Solar 1 | AIMCo | CA | 50% | FALSE | 50826 | 0 | 0 | 0 | 0 | 0 | 0 | 0 | 50826 | 0 | 0 | 0 | 0
59316 | Hecate Energy Beacon Solar 3 | AES | CA | 50% | TRUE | 66002 | 0 | 0 | 0 | 0 | 0 | 0 | 0 | 66002 | 0 | 0 | 0 | 0
59316 | Hecate Energy Beacon Solar 3 | AIMCo | CA | 50% | FALSE | 66002 | 0 | 0 | 0 | 0 | 0 | 0 | 0 | 66002 | 0 | 0 | 0 | 0
59317 | Hecate Energy Beacon Solar 4 | AES | CA | 50% | TRUE | 57895.5 | 0 | 0 | 0 | 0 | 0 | 0 | 0 | 57895.5 | 0 | 0 | 0 | 0
59317 | Hecate Energy Beacon Solar 4 | AIMCo | CA | 50% | FALSE | 57895.5 | 0 | 0 | 0 | 0 | 0 | 0 | 0 | 57895.5 | 0 | 0 | 0 | 0
59318 | North Run | NJR Clean Energy Ventures Corporation | NJ | 100% | FALSE | 7616 | 0 | 0 | 0 | 0 | 0 | 0 | 0 | 7616 | 0 | 0 | 0 | 0
59319 | Rock Solid | NJR Clean Energy Ventures Corporation | NJ | 100% | FALSE | 12805 | 0 | 0 | 0 | 0 | 0 | 0 | 0 | 12805 | 0 | 0 | 0 | 0
59320 | Los Vientos Windpower III | Duke | TX | 100% | TRUE | 658040 | 0 | 0 | 0 | 0 | 0 | 0 | 0 | 658040 | 0 | 0 | 0 | 0
59321 | Los Vientos Windpower IV | Duke | TX | 100% | TRUE | 737540 | 0 | 0 | 0 | 0 | 0 | 0 | 0 | 737540 | 0 | 0 | 0 | 0
59322 | Pumpjack Solar I | Duke | CA | 100% | TRUE | 49685 | 0 | 0 | 0 | 0 | 0 | 0 | 0 | 49685 | 0 | 0 | 0 | 0
59323 | Sacramento (SMUD) | WGL Energy Systems, Inc | CA | 100% | FALSE | 2145 | 0 | 0 | 0 | 0 | 0 | 0 | 0 | 2145 | 0 | 0 | 0 | 0
59324 | MCCo Solar Generating Facility | The Medical Center Company | OH | 100% | FALSE | 610 | 0 | 0 | 0 | 0 | 0 | 0 | 0 | 610 | 0 | 0 | 0 | 0
59327 | Marlboro Mushrooms Solar Field | Marlboro Mushroom | PA | 100% | FALSE | 1625.58 | 0 | 0 | 0 | 0 | 0 | 0 | 0 | 1625.58 | 0 | 0 | 0 | 0
59332 | Mesquite Creek Wind | Duke | TX | 50% | TRUE | 345275.5 | 0 | 0 | 0 | 0 | 0 | 0 | 0 | 345275.5 | 0 | 0 | 0 | 0
59332 | Mesquite Creek Wind | Sumitomo | TX | 50% | FALSE | 345275.5 | 0 | 0 | 0 | 0 | 0 | 0 | 0 | 345275.5 | 0 | 0 | 0 | 0
59333 | Faison Solar | Greenbacker Renewable Energy Corporation | NC | 100% | FALSE | 993 | 0 | 0 | 0 | 0 | 0 | 0 | 0 | 993 | 0 | 0 | 0 | 0
59335 | MCLB Landfill Gas to Energy | Inst and Envir Div Marine Logistics Base | GA | 100% | FALSE | 8075 | 922.027 | 0 | 922.027 | 0 | 0 | 0 | 7152.973 | 0 | 383.104 | 0 | 0 | 0
59337 | Harrell's Hill Solar Center LLC | SRE Utility Solar 1, LLC | NC | 100% | FALSE | 9708 | 0 | 0 | 0 | 0 | 0 | 0 | 0 | 9708 | 0 | 0 | 0 | 0
59338 | Gila River Power Block 1 | Salt River Project | AZ | 100% | TRUE | 2678 | 2678 | 0 | 2678 | 0 | 0 | 0 | 0 | 0 | 1627.213 | 0 | 0 | 0
59339 | Quinto Solar PV Project | SunPower | CA | 100% | FALSE | 280054.17 | 0 | 0 | 0 | 0 | 0 | 0 | 0 | 280054.17 | 0 | 0 | 0 | 0
59357 | Dorena Hydro-Electric Facility | Dorena Hydro, LLC | OR | 100% | FALSE | 14917 | 0 | 0 | 0 | 0 | 0 | 14917 | 0 | 0 | 0 | 0 | 0 | 0
59358 | Devens | Devens | MA | 100% | FALSE | 4636 | 0 | 0 | 0 | 0 | 0 | 0 | 0 | 4636 | 0 | 0 | 0 | 0
59361 | Browne Solar LLC | SunRay Power LLC | MA | 100% | FALSE | 1532 | 0 | 0 | 0 | 0 | 0 | 0 | 0 | 1532 | 0 | 0 | 0 | 0
59362 | Indian Hill Solar LLC | SunRay Power LLC | MA | 100% | FALSE | 1553 | 0 | 0 | 0 | 0 | 0 | 0 | 0 | 1553 | 0 | 0 | 0 | 0
59363 | State Street Solar LLC | SunRay Power LLC | MA | 100% | FALSE | 1580 | 0 | 0 | 0 | 0 | 0 | 0 | 0 | 1580 | 0 | 0 | 0 | 0
59364 | Plainfield One Solar LLC | SunRay Power LLC | NJ | 100% | FALSE | 1326 | 0 | 0 | 0 | 0 | 0 | 0 | 0 | 1326 | 0 | 0 | 0 | 0
59365 | 24 Applegate Solar LLC | SunRay Power LLC | NJ | 100% | FALSE | 5259 | 0 | 0 | 0 | 0 | 0 | 0 | 0 | 5259 | 0 | 0 | 0 | 0
59367 | Engelhard Solar LLC | SunRay Power LLC | NJ | 100% | FALSE | 1130 | 0 | 0 | 0 | 0 | 0 | 0 | 0 | 1130 | 0 | 0 | 0 | 0
59368 | Westborough Solar LLC | SunRay Power LLC | MA | 100% | FALSE | 2469 | 0 | 0 | 0 | 0 | 0 | 0 | 0 | 2469 | 0 | 0 | 0 | 0
59369 | Lakewood Seven Solar LLC | SunRay Power LLC | NJ | 100% | FALSE | 1083 | 0 | 0 | 0 | 0 | 0 | 0 | 0 | 1083 | 0 | 0 | 0 | 0
59370 | 4 Applegate Solar LLC | SunRay Power LLC | NJ | 100% | FALSE | 1930 | 0 | 0 | 0 | 0 | 0 | 0 | 0 | 1930 | 0 | 0 | 0 | 0
59371 | 12 Applegate Solar LLC | SunRay Power LLC | NJ | 100% | FALSE | 2276 | 0 | 0 | 0 | 0 | 0 | 0 | 0 | 2276 | 0 | 0 | 0 | 0
59373 | Broshco Fabricated Products | Broshco Fabricated Products | OH | 100% | FALSE | 3999 | 3999 | 0 | 3999 | 0 | 0 | 0 | 0 | 0 | 2350.6396 | 0 | 0 | 0
59374 | Old Mill Solar | Old Mill Solar | OR | 100% | FALSE | 11225 | 0 | 0 | 0 | 0 | 0 | 0 | 0 | 11225 | 0 | 0 | 0 | 0
59379 | Wapsie Valley Creamery Back Up Generator | Wapsie Valley Creamery | IA | 100% | FALSE | 0 | 0 | 0 | 0 | 0 | 0 | 0 | 0 | 0 | 0.97828 | 0 | 0 | 0
59380 | Wildwood Solar I, LLC | Duke | CA | 100% | TRUE | 45672 | 0 | 0 | 0 | 0 | 0 | 0 | 0 | 45672 | 0 | 0 | 0 | 0
59381 | The Methodist Hospital, Gas Turbine | The Methodist Hospital | TX | 100% | FALSE | 31024 | 31024 | 0 | 31024 | 0 | 0 | 0 | 0 | 0 | 20622.0995 | 0 | 0 | 0
59382 | Paisley Geothermal Generating Plant | Surprise Valley Electrification | OR | 100% | FALSE | 1567 | 0 | 0 | 0 | 0 | 0 | 0 | 0 | 1567 | 0 | 0 | 0 | 0
59383 | East Kansas Agri-Energy, LLC | East Kansas Agri-Energy, LLC | KS | 100% | FALSE | 4732 | 0 | 0 | 0 | 0 | 0 | 0 | 4732 | 0 | 0 | 0 | 0 | 0
59384 | South Plains Wind Phase I | Brookfield | TX | 51% | TRUE | 338702.22 | 0 | 0 | 0 | 0 | 0 | 0 | 0 | 338702.22 | 0 | 0 | 0 | 0
59384 | South Plains Wind Phase I | TerraForm Power | TX | 49% | FALSE | 325419.78 | 0 | 0 | 0 | 0 | 0 | 0 | 0 | 325419.78 | 0 | 0 | 0 | 0
59386 | Enterprise Solar, LLC | Dominion | UT | 50% | TRUE | 112133.5 | 0 | 0 | 0 | 0 | 0 | 0 | 0 | 112133.5 | 0 | 0 | 0 | 0
59386 | Enterprise Solar, LLC | NRG | UT | 37.95% | TRUE | 85109.3265 | 0 | 0 | 0 | 0 | 0 | 0 | 0 | 85109.3265 | 0 | 0 | 0 | 0
59386 | Enterprise Solar, LLC | NRG Yield Op. | UT | 12.05% | FALSE | 27024.1735 | 0 | 0 | 0 | 0 | 0 | 0 | 0 | 27024.1735 | 0 | 0 | 0 | 0
59387 | Escalante Solar I, LLC | Dominion | UT | 50% | TRUE | 103411 | 0 | 0 | 0 | 0 | 0 | 0 | 0 | 103411 | 0 | 0 | 0 | 0
59387 | Escalante Solar I, LLC | NRG | UT | 37.95% | TRUE | 78488.949 | 0 | 0 | 0 | 0 | 0 | 0 | 0 | 78488.949 | 0 | 0 | 0 | 0
59387 | Escalante Solar I, LLC | NRG Yield Op. | UT | 12.05% | FALSE | 24922.051 | 0 | 0 | 0 | 0 | 0 | 0 | 0 | 24922.051 | 0 | 0 | 0 | 0
59388 | Escalante Solar II, LLC | Dominion | UT | 50% | TRUE | 104628 | 0 | 0 | 0 | 0 | 0 | 0 | 0 | 104628 | 0 | 0 | 0 | 0
59388 | Escalante Solar II, LLC | NRG | UT | 37.95% | TRUE | 79412.652 | 0 | 0 | 0 | 0 | 0 | 0 | 0 | 79412.652 | 0 | 0 | 0 | 0
59388 | Escalante Solar II, LLC | NRG Yield Op. | UT | 12.05% | FALSE | 25215.348 | 0 | 0 | 0 | 0 | 0 | 0 | 0 | 25215.348 | 0 | 0 | 0 | 0
59389 | Escalante Solar III, LLC | Dominion | UT | 50% | TRUE | 103972.5 | 0 | 0 | 0 | 0 | 0 | 0 | 0 | 103972.5 | 0 | 0 | 0 | 0
59389 | Escalante Solar III, LLC | NRG | UT | 37.95% | TRUE | 78915.1275 | 0 | 0 | 0 | 0 | 0 | 0 | 0 | 78915.1275 | 0 | 0 | 0 | 0
59389 | Escalante Solar III, LLC | NRG Yield Op. | UT | 12.05% | FALSE | 25057.3725 | 0 | 0 | 0 | 0 | 0 | 0 | 0 | 25057.3725 | 0 | 0 | 0 | 0
59390 | True North | CD US Solar MT1 LLC | MA | 100% | FALSE | 6927 | 0 | 0 | 0 | 0 | 0 | 0 | 0 | 6927 | 0 | 0 | 0 | 0
59391 | Red Gate Power Plant | South Texas Electric Coop, Inc | TX | 100% | FALSE | 230397 | 230397 | 0 | 230397 | 0 | 0 | 0 | 0 | 0 | 124357.486 | 0 | 0 | 0
59392 | Blue Ridge Generating | North American Natural Resources | KY | 100% | FALSE | 6544 | 0 | 0 | 0 | 0 | 0 | 0 | 6544 | 0 | 0 | 0 | 0 | 0
59394 | Grafton Solar | CD US Solar MT 2 LLC | MA | 100% | FALSE | 2128 | 0 | 0 | 0 | 0 | 0 | 0 | 0 | 2128 | 0 | 0 | 0 | 0
59395 | City of Tulare Water Facility | City of Tulare Water Pollution Control | CA | 100% | FALSE | 1304 | 0 | 0 | 0 | 0 | 0 | 0 | 0 | 1304 | 0 | 0 | 0 | 0
59396 | Shaffer | CD US Solar MT3, LLC | MA | 100% | FALSE | 6546 | 0 | 0 | 0 | 0 | 0 | 0 | 0 | 6546 | 0 | 0 | 0 | 0
59404 | Searchlight Solar | Searchlight Solar LLC | NV | 100% | FALSE | 47939 | 0 | 0 | 0 | 0 | 0 | 0 | 0 | 47939 | 0 | 0 | 0 | 0
59405 | Diamond Valley Solar Project | Diamond Valley Solar LLC | CA | 100% | FALSE | 2054 | 0 | 0 | 0 | 0 | 0 | 0 | 0 | 2054 | 0 | 0 | 0 | 0
59407 | Newman Solar | Newman Solar LLC | TX | 100% | FALSE | 27500 | 0 | 0 | 0 | 0 | 0 | 0 | 0 | 27500 | 0 | 0 | 0 | 0
59408 | Shafter Solar LLC | NextEra Energy | CA | 65.1% | TRUE | 34085.709 | 0 | 0 | 0 | 0 | 0 | 0 | 0 | 34085.709 | 0 | 0 | 0 | 0
59408 | Shafter Solar LLC | NextEra Energy Partners | CA | 34.9% | FALSE | 18273.291 | 0 | 0 | 0 | 0 | 0 | 0 | 0 | 18273.291 | 0 | 0 | 0 | 0
59409 | Madelyn Solar, LLC | CD US Solar PO 3, LLC | CA | 100% | FALSE | 2773 | 0 | 0 | 0 | 0 | 0 | 0 | 0 | 2773 | 0 | 0 | 0 | 0
59410 | Rudy Solar, LLC | CD US Solar PO 3, LLC | CA | 100% | FALSE | 4287 | 0 | 0 | 0 | 0 | 0 | 0 | 0 | 4287 | 0 | 0 | 0 | 0
59411 | Mitchell Solar, LLC | CD US Solar PO 3, LLC | CA | 100% | FALSE | 4294 | 0 | 0 | 0 | 0 | 0 | 0 | 0 | 4294 | 0 | 0 | 0 | 0
59412 | Algonquin SKIC20 Solar LLC | Algonquin Power | CA | 100% | FALSE | 48280 | 0 | 0 | 0 | 0 | 0 | 0 | 0 | 48280 | 0 | 0 | 0 | 0
59413 | Corcoran Solar 2 | ConEdison | CA | 100% | FALSE | 50255 | 0 | 0 | 0 | 0 | 0 | 0 | 0 | 50255 | 0 | 0 | 0 | 0
59414 | Atwell Island West Solar | ConEdison | CA | 100% | FALSE | 55712 | 0 | 0 | 0 | 0 | 0 | 0 | 0 | 55712 | 0 | 0 | 0 | 0
59415 | Backus Microgrid Project | Connecticut Mun Elec Engy Coop | CT | 100% | FALSE | 897 | 897 | 0 | 0 | 897 | 0 | 0 | 0 | 0 | 835.4505 | 0 | 0 | 0
59416 | Anaheim Solar Energy Plant | Anaheim Public Utilities | CA | 100% | FALSE | 3285 | 0 | 0 | 0 | 0 | 0 | 0 | 0 | 3285 | 0 | 0 | 0 | 0
59417 | Pleasant Hill Wind Energy Project | Pleasant Hill Wind Energy LLC | TX | 100% | FALSE | 57557 | 0 | 0 | 0 | 0 | 0 | 0 | 0 | 57557 | 0 | 0 | 0 | 0
59424 | IND Solar Farm (Phase IIA) | Indy Airport Solar Project II, LLC | IN | 100% | FALSE | 13747 | 0 | 0 | 0 | 0 | 0 | 0 | 0 | 13747 | 0 | 0 | 0 | 0
59425 | Zimmerman Energy | Landfill Energy Systems | IN | 100% | FALSE | 45898 | 0 | 0 | 0 | 0 | 0 | 0 | 45898 | 0 | 0 | 0 | 0 | 0
59428 | Baker Creek Hydroelectric | Baker Station Associates, LP | CA | 100% | FALSE | 4653 | 0 | 0 | 0 | 0 | 0 | 4653 | 0 | 0 | 0 | 0 | 0 | 0
59430 | NRG Solar Las Vegas MB-1 | NRG | NV | 100% | TRUE | 9797 | 0 | 0 | 0 | 0 | 0 | 0 | 0 | 9797 | 0 | 0 | 0 | 0
59431 | Sierra Solar Greenworks | AES | CA | 50% | TRUE | 22016.5 | 0 | 0 | 0 | 0 | 0 | 0 | 0 | 22016.5 | 0 | 0 | 0 | 0
59431 | Sierra Solar Greenworks | AIMCo | CA | 50% | FALSE | 22016.5 | 0 | 0 | 0 | 0 | 0 | 0 | 0 | 22016.5 | 0 | 0 | 0 | 0
59432 | Duke Building 87 | Half Moon Ventures, LLC | IN | 100% | FALSE | 2186 | 0 | 0 | 0 | 0 | 0 | 0 | 0 | 2186 | 0 | 0 | 0 | 0
59433 | Duke Building 98 | Half Moon Ventures, LLC | IN | 100% | FALSE | 1249 | 0 | 0 | 0 | 0 | 0 | 0 | 0 | 1249 | 0 | 0 | 0 | 0
59434 | Duke Building 129 | Half Moon Ventures, LLC | IN | 100% | FALSE | 2810 | 0 | 0 | 0 | 0 | 0 | 0 | 0 | 2810 | 0 | 0 | 0 | 0
59435 | Oak Tree Energy | ConEdison | SD | 100% | FALSE | 73621 | 0 | 0 | 0 | 0 | 0 | 0 | 0 | 73621 | 0 | 0 | 0 | 0
59436 | Lennon Generating | North American Natural Resources | MI | 100% | FALSE | 28983 | 0 | 0 | 0 | 0 | 0 | 0 | 28983 | 0 | 0 | 0 | 0 | 0
59437 | Stillwater B | Brookfield | ME | 100% | TRUE | 11534 | 0 | 0 | 0 | 0 | 0 | 11534 | 0 | 0 | 0 | 0 | 0 | 0
59438 | Orono B | Brookfield | ME | 100% | TRUE | 26108 | 0 | 0 | 0 | 0 | 0 | 26108 | 0 | 0 | 0 | 0 | 0 | 0
59440 | Adelanto Solar II, LLC | NextEra Energy | CA | 82.55% | TRUE | 15323.7565 | 0 | 0 | 0 | 0 | 0 | 0 | 0 | 15323.7565 | 0 | 0 | 0 | 0
59440 | Adelanto Solar II, LLC | NextEra Energy Partners | CA | 17.45% | FALSE | 3239.2435 | 0 | 0 | 0 | 0 | 0 | 0 | 0 | 3239.2435 | 0 | 0 | 0 | 0
59441 | Adelanto Solar, LLC | NextEra Energy | CA | 82.55% | TRUE | 50040.159 | 0 | 0 | 0 | 0 | 0 | 0 | 0 | 50040.159 | 0 | 0 | 0 | 0
59441 | Adelanto Solar, LLC | NextEra Energy Partners | CA | 17.45% | FALSE | 10577.841 | 0 | 0 | 0 | 0 | 0 | 0 | 0 | 10577.841 | 0 | 0 | 0 | 0
59444 | SR85 | Pinnacle West | AZ | 100% | TRUE | 17273 | 0 | 0 | 0 | 0 | 0 | 0 | 0 | 17273 | 0 | 0 | 0 | 0
59446 | Cranbury | RE Cranbury Solar 1, LLC | NJ | 100% | FALSE | 6660 | 0 | 0 | 0 | 0 | 0 | 0 | 0 | 6660 | 0 | 0 | 0 | 0
59448 | Waxdale | S.C. Johnson & Son, Inc. | WI | 100% | FALSE | 46057 | 20018.757 | 0 | 20018.757 | 0 | 0 | 0 | 18554.243 | 7484 | 6449.8232 | 0 | 0 | 0
59449 | Decatur County Solar Project | Southern | GA | 100% | TRUE | 43930 | 0 | 0 | 0 | 0 | 0 | 0 | 0 | 43930 | 0 | 0 | 0 | 0
59450 | Decatur Parkway Solar Project, LLC | Southern | GA | 100% | TRUE | 185460 | 0 | 0 | 0 | 0 | 0 | 0 | 0 | 185460 | 0 | 0 | 0 | 0
59451 | CBC Solar Energy Gen Fac Phase 2 | CBC Alternative Energy, LLC | NC | 100% | FALSE | 3873 | 0 | 0 | 0 | 0 | 0 | 0 | 0 | 3873 | 0 | 0 | 0 | 0
59453 | Albany Medical Ctr Cogen Plant | Albany Medical Center | NY | 100% | FALSE | 31435 | 31435 | 0 | 31435 | 0 | 0 | 0 | 0 | 0 | 11016.3293 | 0 | 0 | 0
59454 | Valencia Solar | E.ON | AZ | 100% | TRUE | 26409 | 0 | 0 | 0 | 0 | 0 | 0 | 0 | 26409 | 0 | 0 | 0 | 0
59455 | Tech Park Solar | E.ON | AZ | 100% | TRUE | 12993 | 0 | 0 | 0 | 0 | 0 | 0 | 0 | 12993 | 0 | 0 | 0 | 0
59456 | P Plant | Qualcomm Incorporated | CA | 100% | FALSE | 35725 | 35725 | 0 | 35725 | 0 | 0 | 0 | 0 | 0 | 15139.592 | 0 | 0 | 0
59457 | Q Plant | Qualcomm Incorporated | CA | 100% | FALSE | 33961 | 33961 | 0 | 33961 | 0 | 0 | 0 | 0 | 0 | 10329.0799 | 0 | 0 | 0
59458 | W Plant | Qualcomm Incorporated | CA | 100% | FALSE | 33722 | 33722 | 0 | 33722 | 0 | 0 | 0 | 0 | 0 | 11917.8364 | 0 | 0 | 0
59459 | Hickory Ridge Landfill Solar Project | BFI Waste Systems of GA, LLC | GA | 100% | FALSE | 527 | 0 | 0 | 0 | 0 | 0 | 0 | 0 | 527 | 0 | 0 | 0 | 0
59460 | Kay Wind, LLC | Southern | OK | 100% | TRUE | 1031879 | 0 | 0 | 0 | 0 | 0 | 0 | 0 | 1031879 | 0 | 0 | 0 | 0
59461 | Bowerman Power LFG, LLC | Bowerman Power LFG, LLC | CA | 100% | FALSE | 152907 | 0 | 0 | 0 | 0 | 0 | 0 | 152907 | 0 | 0 | 0 | 0 | 0
59463 | Ayers Village Solar | DESRI V Mass Solar Holdco, LLC | MA | 100% | FALSE | 2855 | 0 | 0 | 0 | 0 | 0 | 0 | 0 | 2855 | 0 | 0 | 0 | 0
59464 | Monson Solar | DESRI V Mass Solar Holdco, LLC | MA | 100% | FALSE | 4043 | 0 | 0 | 0 | 0 | 0 | 0 | 0 | 4043 | 0 | 0 | 0 | 0
59465 | Sullivan Solar | DESRI V Mass Solar Holdco, LLC | MA | 100% | FALSE | 2041 | 0 | 0 | 0 | 0 | 0 | 0 | 0 | 2041 | 0 | 0 | 0 | 0
59466 | Winchendon Solar | DESRI V Mass Solar Holdco, LLC | MA | 100% | FALSE | 2725 | 0 | 0 | 0 | 0 | 0 | 0 | 0 | 2725 | 0 | 0 | 0 | 0
59467 | Coldwater Peaking Plant | Michigan South Central Power Agency | MI | 100% | FALSE | 5332 | 5332 | 0 | 5332 | 0 | 0 | 0 | 0 | 0 | 2851.1587 | 0 | 0 | 0
59470 | Cornell Snyder Road Solar Array | Ulysses Solar, LLC | NY | 100% | FALSE | 2059 | 0 | 0 | 0 | 0 | 0 | 0 | 0 | 2059 | 0 | 0 | 0 | 0
59472 | Ft. Churchill PV | Apple, Inc | NV | 100% | FALSE | 36509 | 0 | 0 | 0 | 0 | 0 | 0 | 0 | 36509 | 0 | 0 | 0 | 0
59473 | Apple Campus 2 PV | Apple, Inc | CA | 100% | FALSE | 3387 | 0 | 0 | 0 | 0 | 0 | 0 | 0 | 3387 | 0 | 0 | 0 | 0
59474 | Apple Data Center PV3 | Apple, Inc | NC | 100% | FALSE | 36663 | 0 | 0 | 0 | 0 | 0 | 0 | 0 | 36663 | 0 | 0 | 0 | 0
59475 | Palo Duro Wind | NextEra Energy | TX | 65.1% | TRUE | 674482.221 | 0 | 0 | 0 | 0 | 0 | 0 | 0 | 674482.221 | 0 | 0 | 0 | 0
59475 | Palo Duro Wind | NextEra Energy Partners | TX | 34.9% | FALSE | 361588.779 | 0 | 0 | 0 | 0 | 0 | 0 | 0 | 361588.779 | 0 | 0 | 0 | 0
59476 | Clarendon Solar Farm | Clarendon Solar Farm, LLC | VT | 100% | FALSE | 2844 | 0 | 0 | 0 | 0 | 0 | 0 | 0 | 2844 | 0 | 0 | 0 | 0
59477 | Claire Solar Farm | Claire Solar Partners LLC | VT | 100% | FALSE | 3295 | 0 | 0 | 0 | 0 | 0 | 0 | 0 | 3295 | 0 | 0 | 0 | 0
59478 | IMPA Richmond Solar Park | Indiana Municipal Power Agency | IN | 100% | FALSE | 1719 | 0 | 0 | 0 | 0 | 0 | 0 | 0 | 1719 | 0 | 0 | 0 | 0
59479 | IMPA Frankton Solar Park | Indiana Municipal Power Agency | IN | 100% | FALSE | 712 | 0 | 0 | 0 | 0 | 0 | 0 | 0 | 712 | 0 | 0 | 0 | 0
59480 | IMPA Rensselaer Solar Park | Indiana Municipal Power Agency | IN | 100% | FALSE | 762 | 0 | 0 | 0 | 0 | 0 | 0 | 0 | 762 | 0 | 0 | 0 | 0
59481 | IMPA Peru Solar Park | Indiana Municipal Power Agency | IN | 100% | FALSE | 4548 | 0 | 0 | 0 | 0 | 0 | 0 | 0 | 4548 | 0 | 0 | 0 | 0
59482 | IMPA Tell City Solar Park | Indiana Municipal Power Agency | IN | 100% | FALSE | 1555 | 0 | 0 | 0 | 0 | 0 | 0 | 0 | 1555 | 0 | 0 | 0 | 0
59483 | IMPA Crawfordsville Solar Park | Indiana Municipal Power Agency | IN | 100% | FALSE | 4497 | 0 | 0 | 0 | 0 | 0 | 0 | 0 | 4497 | 0 | 0 | 0 | 0
59484 | Hadley Solar NG, LLC | NuGen Capital Management | MA | 100% | FALSE | 3450 | 0 | 0 | 0 | 0 | 0 | 0 | 0 | 3450 | 0 | 0 | 0 | 0
59485 | 265 Pleasant Solar NG, LLC | NuGen Capital Management | MA | 100% | FALSE | 1372 | 0 | 0 | 0 | 0 | 0 | 0 | 0 | 1372 | 0 | 0 | 0 | 0
59486 | Lanier Solar | Lanier Solar | NC | 100% | FALSE | 10051 | 0 | 0 | 0 | 0 | 0 | 0 | 0 | 10051 | 0 | 0 | 0 | 0
59487 | Highwater Solar I | Cypress Creek Renewables | NC | 100% | FALSE | 9822 | 0 | 0 | 0 | 0 | 0 | 0 | 0 | 9822 | 0 | 0 | 0 | 0
59490 | Jett Creek Windfarm (Burnt River) | D.E. Shaw Group | OR | 100% | FALSE | 22829 | 0 | 0 | 0 | 0 | 0 | 0 | 0 | 22829 | 0 | 0 | 0 | 0
59491 | Benson Creek Windfarm (Burnt River) | D.E. Shaw Group | OR | 100% | FALSE | 23670 | 0 | 0 | 0 | 0 | 0 | 0 | 0 | 23670 | 0 | 0 | 0 | 0
59492 | Durbin Creek Windfarm (Burnt River) | D.E. Shaw Group | OR | 100% | FALSE | 21712 | 0 | 0 | 0 | 0 | 0 | 0 | 0 | 21712 | 0 | 0 | 0 | 0
59493 | Prospector Windfarm (Burnt River) | D.E. Shaw Group | OR | 100% | FALSE | 22197 | 0 | 0 | 0 | 0 | 0 | 0 | 0 | 22197 | 0 | 0 | 0 | 0
59494 | Willow Spring Windfarm (Burnt River) | D.E. Shaw Group | OR | 100% | FALSE | 25523 | 0 | 0 | 0 | 0 | 0 | 0 | 0 | 25523 | 0 | 0 | 0 | 0
59495 | Antares-GRE 314 East Lyme LLC | GRE 314 East Lyme LLC | CT | 100% | FALSE | 5915 | 0 | 0 | 0 | 0 | 0 | 0 | 0 | 5915 | 0 | 0 | 0 | 0
59496 | BYUI Central Energy Facility | Brigham Young Univ Idaho | ID | 100% | FALSE | 39959.62 | 39959.62 | 0 | 39808.007 | 151.613 | 0 | 0 | 0 | 0 | 10383.6882 | 0 | 0 | 0
59497 | Andrew Solar | Cypress Creek Renewables | NC | 100% | FALSE | 9844 | 0 | 0 | 0 | 0 | 0 | 0 | 0 | 9844 | 0 | 0 | 0 | 0
59498 | Tracy Solar | Cypress Creek Renewables | NC | 100% | FALSE | 19779 | 0 | 0 | 0 | 0 | 0 | 0 | 0 | 19779 | 0 | 0 | 0 | 0
59499 | Candace Solar | Candace Solar LLC | NC | 100% | FALSE | 9387 | 0 | 0 | 0 | 0 | 0 | 0 | 0 | 9387 | 0 | 0 | 0 | 0
59502 | Melinda Solar | Melinda Solar LLC | NC | 100% | FALSE | 8921 | 0 | 0 | 0 | 0 | 0 | 0 | 0 | 8921 | 0 | 0 | 0 | 0
59503 | Jacob Solar | Cypress Creek Renewables | NC | 100% | FALSE | 9168 | 0 | 0 | 0 | 0 | 0 | 0 | 0 | 9168 | 0 | 0 | 0 | 0
59504 | Porter Solar | Porter Solar LLC | NC | 100% | FALSE | 8637 | 0 | 0 | 0 | 0 | 0 | 0 | 0 | 8637 | 0 | 0 | 0 | 0
59505 | Sun Devil Solar | Sun Devil Solar LLC | NC | 100% | FALSE | 8930 | 0 | 0 | 0 | 0 | 0 | 0 | 0 | 8930 | 0 | 0 | 0 | 0
59506 | Quincy Solar | Quincy Solar LLC | NC | 100% | FALSE | 5284 | 0 | 0 | 0 | 0 | 0 | 0 | 0 | 5284 | 0 | 0 | 0 | 0
59507 | Kenneth Solar | Cypress Creek Renewables | NC | 100% | FALSE | 5229 | 0 | 0 | 0 | 0 | 0 | 0 | 0 | 5229 | 0 | 0 | 0 | 0
59508 | Chei Solar | Cypress Creek Renewables | NC | 100% | FALSE | 9447 | 0 | 0 | 0 | 0 | 0 | 0 | 0 | 9447 | 0 | 0 | 0 | 0
59509 | Murdock Solar | Cypress Creek Renewables | NC | 100% | FALSE | 7582 | 0 | 0 | 0 | 0 | 0 | 0 | 0 | 7582 | 0 | 0 | 0 | 0
59510 | Husky Solar | Cypress Creek Renewables | NC | 100% | FALSE | 8681 | 0 | 0 | 0 | 0 | 0 | 0 | 0 | 8681 | 0 | 0 | 0 | 0
59511 | Beetle Solar | Cypress Creek Renewables | NC | 100% | FALSE | 6552 | 0 | 0 | 0 | 0 | 0 | 0 | 0 | 6552 | 0 | 0 | 0 | 0
59512 | Happy Solar | Cypress Creek Renewables | NC | 100% | FALSE | 7836 | 0 | 0 | 0 | 0 | 0 | 0 | 0 | 7836 | 0 | 0 | 0 | 0
59513 | Meadows PV 1 | Fresh Air Energy XVIII, LLC | NC | 100% | FALSE | 33260 | 0 | 0 | 0 | 0 | 0 | 0 | 0 | 33260 | 0 | 0 | 0 | 0
59522 | Giffen Solar Park | Giffen Solar Park, LLC | CA | 100% | FALSE | 29133 | 0 | 0 | 0 | 0 | 0 | 0 | 0 | 29133 | 0 | 0 | 0 | 0
59523 | Five Points Solar Park | Five Points Solar Park, LLC | CA | 100% | FALSE | 148982 | 0 | 0 | 0 | 0 | 0 | 0 | 0 | 148982 | 0 | 0 | 0 | 0
59526 | Whitakers | Duke | NC | 100% | TRUE | 27922 | 0 | 0 | 0 | 0 | 0 | 0 | 0 | 27922 | 0 | 0 | 0 | 0
59527 | Kelford | Duke | NC | 100% | TRUE | 43985 | 0 | 0 | 0 | 0 | 0 | 0 | 0 | 43985 | 0 | 0 | 0 | 0
59528 | NRG Solar Oasis LLC | NRG | CA | 100% | TRUE | 57911 | 0 | 0 | 0 | 0 | 0 | 0 | 0 | 57911 | 0 | 0 | 0 | 0
59529 | Bannock County LFG to Energy | Bannock County Landfill | ID | 100% | FALSE | 11734 | 0 | 0 | 0 | 0 | 0 | 0 | 11734 | 0 | 0 | 0 | 0 | 0
59530 | Pasquotank | Duke | NC | 100% | TRUE | 45104 | 0 | 0 | 0 | 0 | 0 | 0 | 0 | 45104 | 0 | 0 | 0 | 0
59532 | Springbok Solar Farm 1 | 62SK 8me, LLC | CA | 100% | FALSE | 299242 | 0 | 0 | 0 | 0 | 0 | 0 | 0 | 299242 | 0 | 0 | 0 | 0
59535 | SR Hazlehurst | SR Hazlehurst, LLC | GA | 100% | FALSE | 38728 | 0 | 0 | 0 | 0 | 0 | 0 | 0 | 38728 | 0 | 0 | 0 | 0
59536 | Coronus Adelanto West 1 | CF SBC Master Tenant One LLC | CA | 100% | FALSE | 3331 | 0 | 0 | 0 | 0 | 0 | 0 | 0 | 3331 | 0 | 0 | 0 | 0
59537 | Coronus Adelanto West 2 | CF SBC Master Tenant One LLC | CA | 100% | FALSE | 2251 | 0 | 0 | 0 | 0 | 0 | 0 | 0 | 2251 | 0 | 0 | 0 | 0
59539 | Park Meridian #1 | Kona Solar, LLC | CA | 100% | FALSE | 3012 | 0 | 0 | 0 | 0 | 0 | 0 | 0 | 3012 | 0 | 0 | 0 | 0
59540 | Rancho Cucamonga Dist #1 | Kona Solar, LLC | CA | 100% | FALSE | 3416 | 0 | 0 | 0 | 0 | 0 | 0 | 0 | 3416 | 0 | 0 | 0 | 0
59541 | Terra Francesco | Kona Solar, LLC | CA | 100% | FALSE | 3047 | 0 | 0 | 0 | 0 | 0 | 0 | 0 | 3047 | 0 | 0 | 0 | 0
59542 | Innovative Solar 6 | Cypress Creek Renewables | NC | 100% | FALSE | 3188 | 0 | 0 | 0 | 0 | 0 | 0 | 0 | 3188 | 0 | 0 | 0 | 0
59544 | Parlin Solar LLC | Laurel Capital Partners | NJ | 100% | FALSE | 1302 | 0 | 0 | 0 | 0 | 0 | 0 | 0 | 1302 | 0 | 0 | 0 | 0
59545 | Springfield Solar LLC | Laurel Capital Partners | OH | 100% | FALSE | 2132 | 0 | 0 | 0 | 0 | 0 | 0 | 0 | 2132 | 0 | 0 | 0 | 0
59546 | Beaver Solar LLC | Laurel Capital Partners | PA | 100% | FALSE | 1521 | 0 | 0 | 0 | 0 | 0 | 0 | 0 | 1521 | 0 | 0 | 0 | 0
59548 | Creswell Alligood Solar, LLC | Duke | NC | 100% | TRUE | 30909 | 0 | 0 | 0 | 0 | 0 | 0 | 0 | 30909 | 0 | 0 | 0 | 0
59549 | Everetts Wildcat Solar, LLC | Everetts Wildcat Solar, LLC | NC | 100% | FALSE | 11099 | 0 | 0 | 0 | 0 | 0 | 0 | 0 | 11099 | 0 | 0 | 0 | 0
59551 | FLS Solar 200, LLC | AES | NC | 50% | TRUE | 3406.5 | 0 | 0 | 0 | 0 | 0 | 0 | 0 | 3406.5 | 0 | 0 | 0 | 0
59551 | FLS Solar 200, LLC | AIMCo | NC | 50% | FALSE | 3406.5 | 0 | 0 | 0 | 0 | 0 | 0 | 0 | 3406.5 | 0 | 0 | 0 | 0
59552 | FLS Solar 170, LLC | AES | NC | 50% | TRUE | 1681 | 0 | 0 | 0 | 0 | 0 | 0 | 0 | 1681 | 0 | 0 | 0 | 0
59552 | FLS Solar 170, LLC | AIMCo | NC | 50% | FALSE | 1681 | 0 | 0 | 0 | 0 | 0 | 0 | 0 | 1681 | 0 | 0 | 0 | 0
59553 | Innovative Solar 14, LLC | AES | NC | 50% | TRUE | 1803.5 | 0 | 0 | 0 | 0 | 0 | 0 | 0 | 1803.5 | 0 | 0 | 0 | 0
59553 | Innovative Solar 14, LLC | AIMCo | NC | 50% | FALSE | 1803.5 | 0 | 0 | 0 | 0 | 0 | 0 | 0 | 1803.5 | 0 | 0 | 0 | 0
59554 | Innovative Solar 15, LLC | AES | NC | 50% | TRUE | 1695 | 0 | 0 | 0 | 0 | 0 | 0 | 0 | 1695 | 0 | 0 | 0 | 0
59554 | Innovative Solar 15, LLC | AIMCo | NC | 50% | FALSE | 1695 | 0 | 0 | 0 | 0 | 0 | 0 | 0 | 1695 | 0 | 0 | 0 | 0
59555 | Vega Solar | Vega Solar, LLC | CA | 100% | FALSE | 50940 | 0 | 0 | 0 | 0 | 0 | 0 | 0 | 50940 | 0 | 0 | 0 | 0
59556 | Dalton 2 | Southern | GA | 100% | TRUE | 10503 | 0 | 0 | 0 | 0 | 0 | 0 | 0 | 10503 | 0 | 0 | 0 | 0
59557 | Apple Campus 2 Fuel Cell | Apple, Inc | CA | 100% | FALSE | 14044 | 0 | 0 | 0 | 0 | 0 | 0 | 14044 | 0 | 0 | 0 | 0 | 0
59558 | Sandoval Solar Energy Center | PNM Resources | NM | 100% | TRUE | 16354 | 0 | 0 | 0 | 0 | 0 | 0 | 0 | 16354 | 0 | 0 | 0 | 0
59559 | Clean Fuel Dane Community Digester | Clean Fuel Partners Dane | WI | 100% | FALSE | 11645 | 0 | 0 | 0 | 0 | 0 | 0 | 11645 | 0 | 0 | 0 | 0 | 0
59560 | Springer Solar 1 | Springer Electric Coop, Inc | NM | 100% | FALSE | 2493 | 0 | 0 | 0 | 0 | 0 | 0 | 0 | 2493 | 0 | 0 | 0 | 0
59561 | Crockett Farm | Crockett Farm, LLC | NC | 100% | FALSE | 8878 | 0 | 0 | 0 | 0 | 0 | 0 | 0 | 8878 | 0 | 0 | 0 | 0
59562 | Eastover Farm | Eastover Farm, LLC | NC | 100% | FALSE | 9822 | 0 | 0 | 0 | 0 | 0 | 0 | 0 | 9822 | 0 | 0 | 0 | 0
59563 | Foxfire Solar Farm | Foxfire Farm, LLC | NC | 100% | FALSE | 10143 | 0 | 0 | 0 | 0 | 0 | 0 | 0 | 10143 | 0 | 0 | 0 | 0
59564 | Hutchinson Farm | Hutchinson Solar, LLC | NC | 100% | FALSE | 10141 | 0 | 0 | 0 | 0 | 0 | 0 | 0 | 10141 | 0 | 0 | 0 | 0
59565 | Keen Farm | Keen Farm, LLC | NC | 100% | FALSE | 9564 | 0 | 0 | 0 | 0 | 0 | 0 | 0 | 9564 | 0 | 0 | 0 | 0
59566 | Ashley Solar Farm | Ashley Solar Farm, LLC | NC | 100% | FALSE | 6947 | 0 | 0 | 0 | 0 | 0 | 0 | 0 | 6947 | 0 | 0 | 0 | 0
59567 | Bearford Farm Solar Project | Bearford Farm, LLC | NC | 100% | FALSE | 9457 | 0 | 0 | 0 | 0 | 0 | 0 | 0 | 9457 | 0 | 0 | 0 | 0
59570 | Mocksville Solar | Duke | NC | 100% | TRUE | 26540 | 0 | 0 | 0 | 0 | 0 | 0 | 0 | 26540 | 0 | 0 | 0 | 0
59573 | Tisbury Landfill Solar | CF CVEC Owner One LLC | MA | 100% | FALSE | 1361 | 0 | 0 | 0 | 0 | 0 | 0 | 0 | 1361 | 0 | 0 | 0 | 0
59574 | Southeast Berrien Generating Facility | North American Natural Resources | MI | 100% | FALSE | 32321 | 0 | 0 | 0 | 0 | 0 | 0 | 32321 | 0 | 0 | 0 | 0 | 0
59575 | Manway Solar Farm | Manway Solar, LLC | NC | 100% | FALSE | 10272 | 0 | 0 | 0 | 0 | 0 | 0 | 0 | 10272 | 0 | 0 | 0 | 0
59576 | Millikan Farm | Cypress Creek Renewables | NC | 100% | FALSE | 10005 | 0 | 0 | 0 | 0 | 0 | 0 | 0 | 10005 | 0 | 0 | 0 | 0
59577 | Misenheimer Farm | Misenheimer Farm, LLC | NC | 100% | FALSE | 9422 | 0 | 0 | 0 | 0 | 0 | 0 | 0 | 9422 | 0 | 0 | 0 | 0
59578 | Monroe Moore Farm | Heelstone Energy Holdings, LLC | NC | 100% | FALSE | 9852 | 0 | 0 | 0 | 0 | 0 | 0 | 0 | 9852 | 0 | 0 | 0 | 0
59579 | Franklin Solar 2 | Franklin Solar 2 LLC | NC | 100% | FALSE | 3879 | 0 | 0 | 0 | 0 | 0 | 0 | 0 | 3879 | 0 | 0 | 0 | 0
59581 | Stout Farm | Stout Farm, LLC | NC | 100% | FALSE | 8759 | 0 | 0 | 0 | 0 | 0 | 0 | 0 | 8759 | 0 | 0 | 0 | 0
59583 | Tart Farm | Tart Farm, LLC | NC | 100% | FALSE | 9373 | 0 | 0 | 0 | 0 | 0 | 0 | 0 | 9373 | 0 | 0 | 0 | 0
59584 | Wellons Farm | Wellons Farm, LLC | NC | 100% | FALSE | 9790 | 0 | 0 | 0 | 0 | 0 | 0 | 0 | 9790 | 0 | 0 | 0 | 0
59586 | Woodland Church Farm | Woodland Church Farm, LLC | NC | 100% | FALSE | 9579 | 0 | 0 | 0 | 0 | 0 | 0 | 0 | 9579 | 0 | 0 | 0 | 0
59587 | Yadkin 601 Farm | Yadkin 601 Farm, LLC | NC | 100% | FALSE | 5538 | 0 | 0 | 0 | 0 | 0 | 0 | 0 | 5538 | 0 | 0 | 0 | 0
59591 | Schell Solar Farm | Heelstone Energy Holdings, LLC | NC | 100% | FALSE | 9141 | 0 | 0 | 0 | 0 | 0 | 0 | 0 | 9141 | 0 | 0 | 0 | 0
59592 | Sedberry Farm | Heelstone Energy Holdings, LLC | NC | 100% | FALSE | 9500 | 0 | 0 | 0 | 0 | 0 | 0 | 0 | 9500 | 0 | 0 | 0 | 0
59593 | Spring Valley Farm 2, LLC | Spring Valley Farm 2, LLC | NC | 100% | FALSE | 8642 | 0 | 0 | 0 | 0 | 0 | 0 | 0 | 8642 | 0 | 0 | 0 | 0
59595 | Stikeleather Farm | Stikeleather Farm, LLC | NC | 100% | FALSE | 9264 | 0 | 0 | 0 | 0 | 0 | 0 | 0 | 9264 | 0 | 0 | 0 | 0
59597 | Colton Solar One, LLC | Colton Solar One, LLC | CA | 100% | FALSE | 4451 | 0 | 0 | 0 | 0 | 0 | 0 | 0 | 4451 | 0 | 0 | 0 | 0
59598 | Colton Solar Two, LLC | Colton Solar Two, LLC | CA | 100% | FALSE | 1997 | 0 | 0 | 0 | 0 | 0 | 0 | 0 | 1997 | 0 | 0 | 0 | 0
59599 | Tropico Solar PV Plant | Tropico, LLC | CA | 100% | FALSE | 35428 | 0 | 0 | 0 | 0 | 0 | 0 | 0 | 35428 | 0 | 0 | 0 | 0
59600 | Nicolis Solar PV Plant | Nicolis, LLC | CA | 100% | FALSE | 50804 | 0 | 0 | 0 | 0 | 0 | 0 | 0 | 50804 | 0 | 0 | 0 | 0
59601 | L&D Landfill Solar | PSEG | NJ | 100% | TRUE | 16590 | 0 | 0 | 0 | 0 | 0 | 0 | 0 | 16590 | 0 | 0 | 0 | 0
59610 | AP North Lake I, LP | Brookfield | CA | 51% | TRUE | 21417.96 | 0 | 0 | 0 | 0 | 0 | 0 | 0 | 21417.96 | 0 | 0 | 0 | 0
59610 | AP North Lake I, LP | TerraForm Power | CA | 49% | FALSE | 20578.04 | 0 | 0 | 0 | 0 | 0 | 0 | 0 | 20578.04 | 0 | 0 | 0 | 0
59611 | LKL BLBD, LLC | LKL BLBD, LLC | FL | 100% | FALSE | 11352 | 0 | 0 | 0 | 0 | 0 | 0 | 0 | 11352 | 0 | 0 | 0 | 0
59613 | Town of Williamson Landfill PV | SSA Solar of NY LLC | NY | 100% | FALSE | 1655 | 0 | 0 | 0 | 0 | 0 | 0 | 0 | 1655 | 0 | 0 | 0 | 0
59614 | Monterey Diesel Generation Facility | Old Dominion Electric Coop | VA | 100% | FALSE | 272 | 272 | 0 | 0 | 272 | 0 | 0 | 0 | 0 | 228.5912 | 0 | 0 | 0
59620 | South Milford Solar Plant | REUT Origination, LLC | UT | 100% | FALSE | 6399 | 0 | 0 | 0 | 0 | 0 | 0 | 0 | 6399 | 0 | 0 | 0 | 0
59621 | TX Jumbo Road Wind | Berkshire Hathaway Energy | TX | 100% | TRUE | 950796 | 0 | 0 | 0 | 0 | 0 | 0 | 0 | 950796 | 0 | 0 | 0 | 0
59622 | Future Generation Wind | ConEdison | MA | 100% | FALSE | 15235 | 0 | 0 | 0 | 0 | 0 | 0 | 0 | 15235 | 0 | 0 | 0 | 0
59623 | Clarkson Solar | Clarkson Solar LLC | NY | 100% | FALSE | 2389 | 0 | 0 | 0 | 0 | 0 | 0 | 0 | 2389 | 0 | 0 | 0 | 0
59627 | Harmony | NJR Clean Energy Ventures Corporation | NJ | 100% | FALSE | 4357 | 0 | 0 | 0 | 0 | 0 | 0 | 0 | 4357 | 0 | 0 | 0 | 0
59628 | Hanover | NJR Clean Energy Ventures Corporation | NJ | 100% | FALSE | 7681 | 0 | 0 | 0 | 0 | 0 | 0 | 0 | 7681 | 0 | 0 | 0 | 0
59629 | Jericho Rise Wind Farm LLC | EDP | NY | 100% | TRUE | 245299 | 0 | 0 | 0 | 0 | 0 | 0 | 0 | 245299 | 0 | 0 | 0 | 0
59630 | CentraState Medical Center PV Facility | KDC Solar | NJ | 100% | FALSE | 7904 | 0 | 0 | 0 | 0 | 0 | 0 | 0 | 7904 | 0 | 0 | 0 | 0
59631 | Imclone Solar Electric Facility | KDC Solar | NJ | 100% | FALSE | 12474 | 0 | 0 | 0 | 0 | 0 | 0 | 0 | 12474 | 0 | 0 | 0 | 0
59632 | Midwest Energy Community Solar Array | Clean Energy Collective LLC | KS | 100% | FALSE | 2052 | 0 | 0 | 0 | 0 | 0 | 0 | 0 | 2052 | 0 | 0 | 0 | 0
59634 | Sandstone Solar | AES | AZ | 50% | TRUE | 62109 | 0 | 0 | 0 | 0 | 0 | 0 | 0 | 62109 | 0 | 0 | 0 | 0
59634 | Sandstone Solar | AIMCo | AZ | 50% | FALSE | 62109 | 0 | 0 | 0 | 0 | 0 | 0 | 0 | 62109 | 0 | 0 | 0 | 0
59635 | Clinton LFGTE | Wabash Valley Power Assn, Inc | IL | 100% | FALSE | 20747 | 0 | 0 | 0 | 0 | 0 | 0 | 20747 | 0 | 0 | 0 | 0 | 0
59636 | Charlton Solar I | Charlton Solar I, LLC | MA | 100% | FALSE | 5440 | 0 | 0 | 0 | 0 | 0 | 0 | 0 | 5440 | 0 | 0 | 0 | 0
59637 | Adams Wind | Berkshire Hathaway Energy | IA | 100% | TRUE | 485774 | 0 | 0 | 0 | 0 | 0 | 0 | 0 | 485774 | 0 | 0 | 0 | 0
59638 | Coronal Lost Hills | Coronal Lost Hills, LLC | CA | 100% | FALSE | 52093 | 0 | 0 | 0 | 0 | 0 | 0 | 0 | 52093 | 0 | 0 | 0 | 0
59639 | Lightolier Wind I Turbine | Philips Lightolier | MA | 100% | FALSE | 1588 | 0 | 0 | 0 | 0 | 0 | 0 | 0 | 1588 | 0 | 0 | 0 | 0
59641 | Garysburg Solar | Garysburg Solar LLC | NC | 100% | FALSE | 9105 | 0 | 0 | 0 | 0 | 0 | 0 | 0 | 9105 | 0 | 0 | 0 | 0
59642 | Gaston Solar | Gaston Solar LLC | NC | 100% | FALSE | 9323 | 0 | 0 | 0 | 0 | 0 | 0 | 0 | 9323 | 0 | 0 | 0 | 0
59643 | Seaboard Solar LLC | Seaboard Solar LLC | NC | 100% | FALSE | 9046 | 0 | 0 | 0 | 0 | 0 | 0 | 0 | 9046 | 0 | 0 | 0 | 0
59647 | Stillwater Energy Center | Stillwater Utilities Authority | OK | 100% | FALSE | 47454 | 47454 | 0 | 47454 | 0 | 0 | 0 | 0 | 0 | 26244.4063 | 0 | 0 | 0
59648 | Tarboro Solar | Tarboro Solar LLC | NC | 100% | FALSE | 9024 | 0 | 0 | 0 | 0 | 0 | 0 | 0 | 9024 | 0 | 0 | 0 | 0
59649 | Nelson Gardens Landfill Gas to Energy | Nelson Gardens Energy, LLC | TX | 100% | FALSE | 18925 | 0 | 0 | 0 | 0 | 0 | 0 | 18925 | 0 | 0 | 0 | 0 | 0
59653 | City of Truth or Consequences PV | SSA Solar of NM 4, LLC | NM | 100% | FALSE | 3387 | 0 | 0 | 0 | 0 | 0 | 0 | 0 | 3387 | 0 | 0 | 0 | 0
59654 | Sendero | Exelon | TX | 51% | TRUE | 161095.74 | 0 | 0 | 0 | 0 | 0 | 0 | 0 | 161095.74 | 0 | 0 | 0 | 0
59654 | Sendero | ExGen Renewables Partners, LLC | TX | 49% | FALSE | 154778.26 | 0 | 0 | 0 | 0 | 0 | 0 | 0 | 154778.26 | 0 | 0 | 0 | 0
59655 | Campbell County Wind Farm | ConEdison | SD | 100% | FALSE | 403835 | 0 | 0 | 0 | 0 | 0 | 0 | 0 | 403835 | 0 | 0 | 0 | 0
59658 | SPI Anderson 2 | Sierra Pacific Industries Inc | CA | 100% | FALSE | 138131.005 | 122.295 | 0 | 122.295 | 0 | 0 | 0 | 138008.71 | 0 | 33.8978 | 0 | 0 | 0
59660 | Washington City Electric Generation | City of Washington - (UT) | UT | 100% | FALSE | 33 | 33 | 0 | 33 | 0 | 0 | 0 | 0 | 0 | 258.5587 | 0 | 0 | 0
59661 | Tehachapi Energy Storage Project | Edison International | CA | 100% | TRUE | 1700 | 0 | 0 | 0 | 0 | 0 | 0 | 1700 | 0 | 0 | 0 | 0 | 0
59663 | Cornwall Solar Center, LLC | SRE Utility Solar 1, LLC | NC | 100% | FALSE | 9698 | 0 | 0 | 0 | 0 | 0 | 0 | 0 | 9698 | 0 | 0 | 0 | 0
59664 | City of West Plains Power Station | City of West Plains - (MO) | MO | 100% | FALSE | 479 | 479 | 0 | 117.467 | 361.533 | 0 | 0 | 0 | 0 | 1002.6949 | 0 | 0 | 0
59665 | Innovative Solar 37 | Dominion | NC | 100% | TRUE | 91069 | 0 | 0 | 0 | 0 | 0 | 0 | 0 | 91069 | 0 | 0 | 0 | 0
59666 | Innovative Solar 47 | Innovative Solar 47, LLC | NC | 100% | FALSE | 55147 | 0 | 0 | 0 | 0 | 0 | 0 | 0 | 55147 | 0 | 0 | 0 | 0
59667 | Innovative Solar 48 | Innovative Solar 48, LLC | NC | 100% | FALSE | 9707 | 0 | 0 | 0 | 0 | 0 | 0 | 0 | 9707 | 0 | 0 | 0 | 0
59670 | Innovative Solar 23 | SRE Utility Solar 1, LLC | NC | 100% | FALSE | 3904 | 0 | 0 | 0 | 0 | 0 | 0 | 0 | 3904 | 0 | 0 | 0 | 0
59671 | Innovative Solar 46 | Cypress Creek Renewables | NC | 100% | FALSE | 155978 | 0 | 0 | 0 | 0 | 0 | 0 | 0 | 155978 | 0 | 0 | 0 | 0
59676 | Innovative Solar 55 | Cypress Creek Renewables | NC | 100% | FALSE | 0 | 0 | 0 | 0 | 0 | 0 | 0 | 0 | 0 | 0 | 0 | 0 | 0
59677 | Innovative Solar 64 | Innovative Solar 64, LLC | NC | 100% | FALSE | 9461 | 0 | 0 | 0 | 0 | 0 | 0 | 0 | 9461 | 0 | 0 | 0 | 0
59682 | Main Street Solar Project | NextSun Energy, LLC | VT | 100% | FALSE | 2239 | 0 | 0 | 0 | 0 | 0 | 0 | 0 | 2239 | 0 | 0 | 0 | 0
59684 | Lindahl Wind Project, LLC | Enel | ND | 50% | TRUE | 237223 | 0 | 0 | 0 | 0 | 0 | 0 | 0 | 237223 | 0 | 0 | 0 | 0
59684 | Lindahl Wind Project, LLC | General Electric | ND | 50% | TRUE | 237223 | 0 | 0 | 0 | 0 | 0 | 0 | 0 | 237223 | 0 | 0 | 0 | 0
59685 | Remington Solar Facility | Dominion | VA | 100% | TRUE | 6885 | 0 | 0 | 0 | 0 | 0 | 0 | 0 | 6885 | 0 | 0 | 0 | 0
59686 | Sarasota County LFGTE Facility | Ares | FL | 100% | TRUE | 30956 | 0 | 0 | 0 | 0 | 0 | 0 | 30956 | 0 | 0 | 0 | 0 | 0
59687 | Sun Harvest Solar NDP1 | EDF | CA | 100% | TRUE | 3659 | 0 | 0 | 0 | 0 | 0 | 0 | 0 | 3659 | 0 | 0 | 0 | 0
59688 | Wake County LFG Facility | Ingenco Renewable Development, LLC | NC | 100% | FALSE | 42202 | 2211.725 | 0 | 0 | 2211.725 | 0 | 0 | 39990.275 | 0 | 2072.1585 | 0 | 0 | 0
59689 | Gulf Coast Solar Center I | Coronal Energy | FL | 100% | FALSE | 34533 | 0 | 0 | 0 | 0 | 0 | 0 | 0 | 34533 | 0 | 0 | 0 | 0
59690 | Gulf Coast Solar Center II | Coronal Energy | FL | 100% | FALSE | 11108 | 0 | 0 | 0 | 0 | 0 | 0 | 0 | 11108 | 0 | 0 | 0 | 0
59691 | Gulf Coast Solar Center III | Coronal Energy | FL | 100% | FALSE | 13687 | 0 | 0 | 0 | 0 | 0 | 0 | 0 | 13687 | 0 | 0 | 0 | 0
59692 | NBC Field's Point Wind Farm | Narragansett Bay Commission | RI | 100% | FALSE | 7154 | 0 | 0 | 0 | 0 | 0 | 0 | 0 | 7154 | 0 | 0 | 0 | 0
59694 | Aspen Solar, LLC | SRE Utility Solar 1, LLC | NC | 100% | FALSE | 9820 | 0 | 0 | 0 | 0 | 0 | 0 | 0 | 9820 | 0 | 0 | 0 | 0
59695 | Mt. Home Solar 1, LLC | Mt. Home Solar 1, LLC | ID | 100% | FALSE | 38043 | 0 | 0 | 0 | 0 | 0 | 0 | 0 | 38043 | 0 | 0 | 0 | 0
59705 | Steel Sun | BQ Energy LLC | NY | 100% | FALSE | 4015 | 0 | 0 | 0 | 0 | 0 | 0 | 0 | 4015 | 0 | 0 | 0 | 0
59706 | BRE | SRE Utility Solar 1, LLC | NC | 100% | FALSE | 9254 | 0 | 0 | 0 | 0 | 0 | 0 | 0 | 9254 | 0 | 0 | 0 | 0
59708 | Franklinton Solar | Cypress Creek Renewables | NC | 100% | FALSE | 7359 | 0 | 0 | 0 | 0 | 0 | 0 | 0 | 7359 | 0 | 0 | 0 | 0
59709 | St. Paul Intl Airport Red & Blue Parking | Metropolitan Airports Commission | MN | 100% | FALSE | 2119.2 | 0 | 0 | 0 | 0 | 0 | 0 | 0 | 2119.2 | 0 | 0 | 0 | 0
59710 | Sand Valley Power Station | Energy Developments Inc | AL | 100% | FALSE | 29744 | 0 | 0 | 0 | 0 | 0 | 0 | 29744 | 0 | 0 | 0 | 0 | 0
59712 | San Roman Wind I, LLC | Acciona | TX | 100% | FALSE | 268153 | 0 | 0 | 0 | 0 | 0 | 0 | 0 | 268153 | 0 | 0 | 0 | 0
59713 | Holdrege Solar Center | Enerparc Inc. | NE | 100% | FALSE | 7179 | 0 | 0 | 0 | 0 | 0 | 0 | 0 | 7179 | 0 | 0 | 0 | 0
59714 | IKEA St. Louis 410 | IKEA Property Inc | MO | 100% | FALSE | 1628 | 0 | 0 | 0 | 0 | 0 | 0 | 0 | 1628 | 0 | 0 | 0 | 0
59715 | DD Hay Road Solar 23 LLC | Laurel Capital Partners | DE | 100% | FALSE | 1445 | 0 | 0 | 0 | 0 | 0 | 0 | 0 | 1445 | 0 | 0 | 0 | 0
59717 | Framingham State University Plant | Framingham State University | MA | 100% | FALSE | 98 | 7 | 0 | 0 | 7 | 0 | 0 | 0 | 91 | 28.3701 | 0 | 0 | 0
59719 | Charlotte Solar LLC VT | Charlotte Solar LLC | VT | 100% | FALSE | 2943 | 0 | 0 | 0 | 0 | 0 | 0 | 0 | 2943 | 0 | 0 | 0 | 0
59722 | Seville 1 | Duke | CA | 100% | TRUE | 61731 | 0 | 0 | 0 | 0 | 0 | 0 | 0 | 61731 | 0 | 0 | 0 | 0
59723 | Seville 2 | Duke | CA | 100% | TRUE | 92064 | 0 | 0 | 0 | 0 | 0 | 0 | 0 | 92064 | 0 | 0 | 0 | 0
59724 | Scituate Wind | Scituate Wind LLC | MA | 100% | FALSE | 3730 | 0 | 0 | 0 | 0 | 0 | 0 | 0 | 3730 | 0 | 0 | 0 | 0
59725 | Fairhaven Wind | Fairhaven Wind LLC | MA | 100% | FALSE | 5732 | 0 | 0 | 0 | 0 | 0 | 0 | 0 | 5732 | 0 | 0 | 0 | 0
59726 | CML&P Generating Facility No. 2 | City of Coffeyville - (KS) | KS | 100% | FALSE | 60576 | 60576 | 0 | 60576 | 0 | 0 | 0 | 0 | 0 | 31962.5038 | 0 | 0 | 0
59727 | Bull Street Plant | City of Orangeburg - (SC) | SC | 100% | FALSE | 0 | 0 | 0 | 0 | 0 | 0 | 0 | 0 | 0 | 21.1569 | 0 | 0 | 0
59728 | Substation 20 Plant | City of Orangeburg - (SC) | SC | 100% | FALSE | 0 | 0 | 0 | 0 | 0 | 0 | 0 | 0 | 0 | 33.6641 | 0 | 0 | 0
59730 | SEPV 18 | AES | CA | 50% | TRUE | 2851.5 | 0 | 0 | 0 | 0 | 0 | 0 | 0 | 2851.5 | 0 | 0 | 0 | 0
59730 | SEPV 18 | AIMCo | CA | 50% | FALSE | 2851.5 | 0 | 0 | 0 | 0 | 0 | 0 | 0 | 2851.5 | 0 | 0 | 0 | 0
59731 | Templeton | Sunny Templeton, LLC | MA | 100% | FALSE | 4924 | 0 | 0 | 0 | 0 | 0 | 0 | 0 | 4924 | 0 | 0 | 0 | 0
59734 | Briscoe Wind Farm | Capital Dynamics | TX | 100% | FALSE | 415372 | 0 | 0 | 0 | 0 | 0 | 0 | 0 | 415372 | 0 | 0 | 0 | 0
59735 | Kirkwood Wind Turbine | Kirkwood Community College | IA | 100% | FALSE | 4638 | 0 | 0 | 0 | 0 | 0 | 0 | 0 | 4638 | 0 | 0 | 0 | 0
59736 | Valentine Wind, LLC | Valentine Wind, LLC | NE | 100% | FALSE | 5898 | 0 | 0 | 0 | 0 | 0 | 0 | 0 | 5898 | 0 | 0 | 0 | 0
59737 | Aspiration G | AES | CA | 50% | TRUE | 2762 | 0 | 0 | 0 | 0 | 0 | 0 | 0 | 2762 | 0 | 0 | 0 | 0
59737 | Aspiration G | AIMCo | CA | 50% | FALSE | 2762 | 0 | 0 | 0 | 0 | 0 | 0 | 0 | 2762 | 0 | 0 | 0 | 0
59738 | Citizen B | AES | CA | 50% | TRUE | 5796 | 0 | 0 | 0 | 0 | 0 | 0 | 0 | 5796 | 0 | 0 | 0 | 0
59738 | Citizen B | AIMCo | CA | 50% | FALSE | 5796 | 0 | 0 | 0 | 0 | 0 | 0 | 0 | 5796 | 0 | 0 | 0 | 0
59739 | Lancaster WAD B | AES | CA | 50% | TRUE | 3240.5 | 0 | 0 | 0 | 0 | 0 | 0 | 0 | 3240.5 | 0 | 0 | 0 | 0
59739 | Lancaster WAD B | AIMCo | CA | 50% | FALSE | 3240.5 | 0 | 0 | 0 | 0 | 0 | 0 | 0 | 3240.5 | 0 | 0 | 0 | 0
59740 | SEPV Mojave West | AES | CA | 50% | TRUE | 28557 | 0 | 0 | 0 | 0 | 0 | 0 | 0 | 28557 | 0 | 0 | 0 | 0
59740 | SEPV Mojave West | AIMCo | CA | 50% | FALSE | 28557 | 0 | 0 | 0 | 0 | 0 | 0 | 0 | 28557 | 0 | 0 | 0 | 0
59741 | Barton Solar Farm | Barton Solar, LLC | VT | 100% | FALSE | 2700 | 0 | 0 | 0 | 0 | 0 | 0 | 0 | 2700 | 0 | 0 | 0 | 0
59743 | Chimes West Friendship (Nixon Farms) | SunE SEM 1, LLC | MD | 100% | FALSE | 1829 | 0 | 0 | 0 | 0 | 0 | 0 | 0 | 1829 | 0 | 0 | 0 | 0
59745 | Leominster (MA)-South Street-R&D | South Street Solar, LLC | MA | 100% | FALSE | 3968 | 0 | 0 | 0 | 0 | 0 | 0 | 0 | 3968 | 0 | 0 | 0 | 0
59747 | River Mountains Solar | Brookfield | NV | 51% | TRUE | 17884.17 | 0 | 0 | 0 | 0 | 0 | 0 | 0 | 17884.17 | 0 | 0 | 0 | 0
59747 | River Mountains Solar | TerraForm Power | NV | 49% | FALSE | 17182.83 | 0 | 0 | 0 | 0 | 0 | 0 | 0 | 17182.83 | 0 | 0 | 0 | 0
59751 | Wilzig Associates, LLC | Wilzig Associates, LLC | NJ | 100% | FALSE | 1620 | 0 | 0 | 0 | 0 | 0 | 0 | 0 | 1620 | 0 | 0 | 0 | 0
59752 | BlueWave Capital - Grafton (SREC II) | Brookfield | MA | 51% | TRUE | 962.37 | 0 | 0 | 0 | 0 | 0 | 0 | 0 | 962.37 | 0 | 0 | 0 | 0
59752 | BlueWave Capital - Grafton (SREC II) | TerraForm Power | MA | 49% | FALSE | 924.63 | 0 | 0 | 0 | 0 | 0 | 0 | 0 | 924.63 | 0 | 0 | 0 | 0
59755 | Chester Power Partners | Chester Power Partners LLC | VT | 100% | FALSE | 2590 | 0 | 0 | 0 | 0 | 0 | 0 | 0 | 2590 | 0 | 0 | 0 | 0
59759 | Glades Pike Generation Plant | State Correctnl Inst Laurel Highlands | PA | 100% | FALSE | 15803 | 0 | 0 | 0 | 0 | 0 | 0 | 15803 | 0 | 0 | 0 | 0 | 0
59760 | Red Hill Solar Center, LLC | SRE Utility Solar 1, LLC | NC | 100% | FALSE | 9081 | 0 | 0 | 0 | 0 | 0 | 0 | 0 | 9081 | 0 | 0 | 0 | 0
59761 | Van Slyke Solar Center, LLC | SRE Utility Solar 1, LLC | NC | 100% | FALSE | 9608 | 0 | 0 | 0 | 0 | 0 | 0 | 0 | 9608 | 0 | 0 | 0 | 0
59762 | Broadway Solar Center, LLC | SRE Utility Solar 1, LLC | NC | 100% | FALSE | 9715 | 0 | 0 | 0 | 0 | 0 | 0 | 0 | 9715 | 0 | 0 | 0 | 0
59763 | Robeson County LFG to Energy | Robeson County Landfill | NC | 100% | FALSE | 4509 | 0 | 0 | 0 | 0 | 0 | 0 | 4509 | 0 | 0 | 0 | 0 | 0
59764 | Oregon Clean Energy Center | Ares | OH | 50% | TRUE | 1280936 | 1280936 | 0 | 1280936 | 0 | 0 | 0 | 0 | 0 | 510268.4282 | 2.7275 | 26.037 | 0
59764 | Oregon Clean Energy Center | I Squared Capital | OH | 50% | FALSE | 1280936 | 1280936 | 0 | 1280936 | 0 | 0 | 0 | 0 | 0 | 510268.4282 | 2.7275 | 26.037 | 0
59765 | Stetson Road Solar - Barre I | Kearsarge Solar LLC | MA | 100% | FALSE | 2983 | 0 | 0 | 0 | 0 | 0 | 0 | 0 | 2983 | 0 | 0 | 0 | 0
59766 | Barre II Solar Project | Kearsarge Solar LLC | MA | 100% | FALSE | 2301 | 0 | 0 | 0 | 0 | 0 | 0 | 0 | 2301 | 0 | 0 | 0 | 0
59767 | Chester Solar Farm | Kearsarge Solar LLC | MA | 100% | FALSE | 6267 | 0 | 0 | 0 | 0 | 0 | 0 | 0 | 6267 | 0 | 0 | 0 | 0
59768 | Concord Solar Farm | Kearsarge Solar LLC | MA | 100% | FALSE | 2050 | 0 | 0 | 0 | 0 | 0 | 0 | 0 | 2050 | 0 | 0 | 0 | 0
59769 | TIA Solar | Emera | FL | 100% | TRUE | 3026 | 0 | 0 | 0 | 0 | 0 | 0 | 0 | 3026 | 0 | 0 | 0 | 0
59770 | IMPA Pendleton Solar Park | Indiana Municipal Power Agency | IN | 100% | FALSE | 3208 | 0 | 0 | 0 | 0 | 0 | 0 | 0 | 3208 | 0 | 0 | 0 | 0
59771 | Jefferson Solar Park | Half Moon Ventures, LLC | WI | 100% | FALSE | 1079 | 0 | 0 | 0 | 0 | 0 | 0 | 0 | 1079 | 0 | 0 | 0 | 0
59772 | KCP&L SmartGrid Innovation Park | Great Plains Energy | MO | 100% | TRUE | 0 | 0 | 0 | 0 | 0 | 0 | 0 | 0 | 0 | 0 | 0 | 0 | 0
59773 | Carroll County Energy | Advanced Power | OH | 80% | FALSE | 372268 | 372268 | 0 | 372268 | 0 | 0 | 0 | 0 | 0 | 147276.8608 | 0.744 | 133.8464 | 0
59773 | Carroll County Energy | Chubu | OH | 10% | FALSE | 46533.5 | 46533.5 | 0 | 46533.5 | 0 | 0 | 0 | 0 | 0 | 18409.6076 | 0.093 | 16.7308 | 0
59773 | Carroll County Energy | TEPCO | OH | 10% | FALSE | 46533.5 | 46533.5 | 0 | 46533.5 | 0 | 0 | 0 | 0 | 0 | 18409.6076 | 0.093 | 16.7308 | 0
59774 | BioTown Ag | BioTown Ag | IN | 100% | FALSE | 33250 | 0 | 0 | 0 | 0 | 0 | 0 | 33250 | 0 | 0 | 0 | 0 | 0
59775 | Adams Farm Solar | Adams Farm Solar LLC | MA | 100% | FALSE | 3816 | 0 | 0 | 0 | 0 | 0 | 0 | 0 | 3816 | 0 | 0 | 0 | 0
59776 | Heartland Community College | Heartland Community College | IL | 100% | FALSE | 5103 | 0 | 0 | 0 | 0 | 0 | 0 | 0 | 5103 | 0 | 0 | 0 | 0
59777 | RGS-Rutland VNM SREC II Project (MA) | Brookfield | MA | 51% | TRUE | 802.23 | 0 | 0 | 0 | 0 | 0 | 0 | 0 | 802.23 | 0 | 0 | 0 | 0
59777 | RGS-Rutland VNM SREC II Project (MA) | TerraForm Power | MA | 49% | FALSE | 770.77 | 0 | 0 | 0 | 0 | 0 | 0 | 0 | 770.77 | 0 | 0 | 0 | 0
59778 | Eden Solar LLC | AES | NC | 50% | TRUE | 46495.5 | 0 | 0 | 0 | 0 | 0 | 0 | 0 | 46495.5 | 0 | 0 | 0 | 0
59778 | Eden Solar LLC | AIMCo | NC | 50% | FALSE | 46495.5 | 0 | 0 | 0 | 0 | 0 | 0 | 0 | 46495.5 | 0 | 0 | 0 | 0
59779 | Davis Monthan AFB (AZ) West Airfield | Brookfield | AZ | 51% | TRUE | 0 | 0 | 0 | 0 | 0 | 0 | 0 | 0 | 0 | 0 | 0 | 0 | 0
59779 | Davis Monthan AFB (AZ) West Airfield | TerraForm Power | AZ | 49% | FALSE | 0 | 0 | 0 | 0 | 0 | 0 | 0 | 0 | 0 | 0 | 0 | 0 | 0
59780 | New Bedford (MA) Plymouth | BWC Origination 4, LLC | MA | 100% | FALSE | 5938 | 0 | 0 | 0 | 0 | 0 | 0 | 0 | 5938 | 0 | 0 | 0 | 0
59781 | Upper Blackstone (MA) Treasure Valley | Nexamp Treasure Valley Solar, LLC | MA | 100% | FALSE | 5702 | 0 | 0 | 0 | 0 | 0 | 0 | 0 | 5702 | 0 | 0 | 0 | 0
59782 | Waynoka Gas Processing Plant | Targa Resources Corp | OK | 100% | FALSE | 18323.06 | 18323.06 | 0 | 18323.06 | 0 | 0 | 0 | 0 | 0 | 10353.3928 | 0 | 0 | 0
59783 | Croda Atlas Point CHP | Croda Inc. | DE | 100% | FALSE | 13276 | 0 | 0 | 0 | 0 | 0 | 0 | 13276 | 0 | 0 | 0 | 0 | 0
59786 | Fiddler's Canyon #2 | Brookfield | UT | 51% | TRUE | 3732.18 | 0 | 0 | 0 | 0 | 0 | 0 | 0 | 3732.18 | 0 | 0 | 0 | 0
59786 | Fiddler's Canyon #2 | TerraForm Power | UT | 49% | FALSE | 3585.82 | 0 | 0 | 0 | 0 | 0 | 0 | 0 | 3585.82 | 0 | 0 | 0 | 0
59787 | Fiddler's Canyon #1 | Brookfield | UT | 51% | TRUE | 3793.38 | 0 | 0 | 0 | 0 | 0 | 0 | 0 | 3793.38 | 0 | 0 | 0 | 0
59787 | Fiddler's Canyon #1 | TerraForm Power | UT | 49% | FALSE | 3644.62 | 0 | 0 | 0 | 0 | 0 | 0 | 0 | 3644.62 | 0 | 0 | 0 | 0
59792 | Orchard Hills Renewable Energy Station | Hoosier Energy | IL | 100% | FALSE | 1465 | 0 | 0 | 0 | 0 | 0 | 0 | 1465 | 0 | 0 | 0 | 0 | 0
59793 | Industrial Plant | Alaska Electric Light&Power Co | AK | 100% | FALSE | 84 | 84 | 0 | 0 | 84 | 0 | 0 | 0 | 0 | 390.3334 | 0 | 0 | 0
59807 | Airport 1 Solar (DIA) | Greenbacker Renewable Energy Corporation | CO | 100% | FALSE | 2590 | 0 | 0 | 0 | 0 | 0 | 0 | 0 | 2590 | 0 | 0 | 0 | 0
59808 | Munster Landfill Gas-to-Energy | Town of Munster | IN | 100% | FALSE | 3499 | 0 | 0 | 0 | 0 | 0 | 0 | 3499 | 0 | 0 | 0 | 0 | 0
59811 | Rockfish Solar LLC | Rockfish Solar LLC | MD | 100% | FALSE | 20128 | 0 | 0 | 0 | 0 | 0 | 0 | 0 | 20128 | 0 | 0 | 0 | 0
59812 | Wolf Hollow II | Exelon | TX | 100% | TRUE | 3603354 | 3603354 | 0 | 3603354 | 0 | 0 | 0 | 0 | 0 | 1505816.45 | 7.602 | 67.146 | 0
59814 | Copper Mountain Solar 4, LLC | Sempra | NV | 100% | TRUE | 249015 | 0 | 0 | 0 | 0 | 0 | 0 | 0 | 249015 | 0 | 0 | 0 | 0
59815 | Granby LFG | Industrial Power Services Corp. | MA | 100% | FALSE | 7749 | 0 | 0 | 0 | 0 | 0 | 0 | 7749 | 0 | 0 | 0 | 0 | 0
59816 | Nanticoke LFG | Broome Energy Resources, LLC | NY | 100% | FALSE | 25543 | 0 | 0 | 0 | 0 | 0 | 0 | 25543 | 0 | 0 | 0 | 0 | 0
59817 | Tooele Army Depot | Tooele Army Depot | UT | 100% | FALSE | 3579 | 0 | 0 | 0 | 0 | 0 | 0 | 0 | 3579 | 0 | 0 | 0 | 0
59818 | Concord Farm | Shoe Show, Inc. | NC | 100% | FALSE | 5784 | 0 | 0 | 0 | 0 | 0 | 0 | 0 | 5784 | 0 | 0 | 0 | 0
59819 | Mohave Electric at Fort Mohave | Exelon | AZ | 100% | TRUE | 39336 | 0 | 0 | 0 | 0 | 0 | 0 | 0 | 39336 | 0 | 0 | 0 | 0
59820 | Hunt Farm Solar | Hunt Farm Solar LLC | MA | 100% | FALSE | 3737 | 0 | 0 | 0 | 0 | 0 | 0 | 0 | 3737 | 0 | 0 | 0 | 0
59821 | 205 Sturbridge A | SH Solarne2 LLC | MA | 100% | FALSE | 5041 | 0 | 0 | 0 | 0 | 0 | 0 | 0 | 5041 | 0 | 0 | 0 | 0
59822 | 201 Sturbridge B | SE Solarne2 LLC | MA | 100% | FALSE | 2722 | 0 | 0 | 0 | 0 | 0 | 0 | 0 | 2722 | 0 | 0 | 0 | 0
59823 | INDY III | Bulldog Energy Airport LLC | IN | 100% | FALSE | 4340 | 0 | 0 | 0 | 0 | 0 | 0 | 0 | 4340 | 0 | 0 | 0 | 0
59824 | Sweetgum Solar | SRE Utility Solar 1, LLC | NC | 100% | FALSE | 9971 | 0 | 0 | 0 | 0 | 0 | 0 | 0 | 9971 | 0 | 0 | 0 | 0
59825 | South Louisburg Solar | Cypress Creek Renewables | NC | 100% | FALSE | 10135 | 0 | 0 | 0 | 0 | 0 | 0 | 0 | 10135 | 0 | 0 | 0 | 0
59827 | Playa Solar | EDF | NV | 100% | TRUE | 138354 | 0 | 0 | 0 | 0 | 0 | 0 | 0 | 138354 | 0 | 0 | 0 | 0
59828 | Balsam | SRE Utility Solar 1, LLC | NC | 100% | FALSE | 9718 | 0 | 0 | 0 | 0 | 0 | 0 | 0 | 9718 | 0 | 0 | 0 | 0
59834 | Indy Grocers | GES MegaOne LLC | IN | 100% | FALSE | 1513 | 0 | 0 | 0 | 0 | 0 | 0 | 0 | 1513 | 0 | 0 | 0 | 0
59835 | Newton Grove | SRE Utility Solar 1, LLC | NC | 100% | FALSE | 3499 | 0 | 0 | 0 | 0 | 0 | 0 | 0 | 3499 | 0 | 0 | 0 | 0
59836 | Twin Falls (WI) | WEC Energy Group | WI | 100% | TRUE | 54231 | 0 | 0 | 0 | 0 | 0 | 54231 | 0 | 0 | 0 | 0 | 0 | 0
59837 | Slate Creek Wind Project LLC | EDF | KS | 50% | TRUE | 306984 | 0 | 0 | 0 | 0 | 0 | 0 | 0 | 306984 | 0 | 0 | 0 | 0
59837 | Slate Creek Wind Project LLC | Axium | KS | 50% | FALSE | 306984 | 0 | 0 | 0 | 0 | 0 | 0 | 0 | 306984 | 0 | 0 | 0 | 0
59838 | Milo Wind Project LLC | EDF | NM | 100% | TRUE | 212212 | 0 | 0 | 0 | 0 | 0 | 0 | 0 | 212212 | 0 | 0 | 0 | 0
59839 | Spring Hill Road | AES | MA | 50% | TRUE | 1352 | 0 | 0 | 0 | 0 | 0 | 0 | 0 | 1352 | 0 | 0 | 0 | 0
59839 | Spring Hill Road | AIMCo | MA | 50% | FALSE | 1352 | 0 | 0 | 0 | 0 | 0 | 0 | 0 | 1352 | 0 | 0 | 0 | 0
59840 | Springbok Solar Farm 2 | 63SU 8me, LLC | CA | 100% | FALSE | 417618 | 0 | 0 | 0 | 0 | 0 | 0 | 0 | 417618 | 0 | 0 | 0 | 0
59841 | General Motors Corp at White Marsh MD | Exelon | MD | 100% | TRUE | 1560 | 0 | 0 | 0 | 0 | 0 | 0 | 0 | 1560 | 0 | 0 | 0 | 0
59842 | CNE at Cambridge MD | Exelon | MD | 100% | TRUE | 6140 | 0 | 0 | 0 | 0 | 0 | 0 | 0 | 6140 | 0 | 0 | 0 | 0
59843 | Georgia Power at Wadley GA | Exelon | GA | 100% | TRUE | 1930 | 0 | 0 | 0 | 0 | 0 | 0 | 0 | 1930 | 0 | 0 | 0 | 0
59844 | Munich Re Plaza | Munich Reinsurance America, Inc | NJ | 100% | FALSE | 2619 | 0 | 0 | 0 | 0 | 0 | 0 | 0 | 2619 | 0 | 0 | 0 | 0
59845 | New River | Ingenco Renewable Development, LLC | VA | 100% | FALSE | 18815 | 1182.67 | 0 | 0 | 1182.67 | 0 | 0 | 17632.33 | 0 | 1028.9867 | 0 | 0 | 0
59847 | Northwest Community Hospital | Northwest Community Hospital | IL | 100% | FALSE | 250 | 250 | 0 | 250 | 0 | 0 | 0 | 0 | 0 | 166.2163 | 0 | 0 | 0
59848 | Pikes Peak Solar Garden 1 LLC | Pikes Peak Solar Garden 1 LLC | CO | 100% | FALSE | 3524 | 0 | 0 | 0 | 0 | 0 | 0 | 0 | 3524 | 0 | 0 | 0 | 0
59849 | Adams Community Solar Garden LLC | Adams Community Solar Garden LLC | CO | 100% | FALSE | 781 | 0 | 0 | 0 | 0 | 0 | 0 | 0 | 781 | 0 | 0 | 0 | 0
59850 | Adams Community Solar Garden III LLC | Adams Community Solar Garden III LLC | CO | 100% | FALSE | 2447 | 0 | 0 | 0 | 0 | 0 | 0 | 0 | 2447 | 0 | 0 | 0 | 0
59852 | North Star Solar Project | North Star Solar PV LLC | MN | 100% | FALSE | 189422 | 0 | 0 | 0 | 0 | 0 | 0 | 0 | 189422 | 0 | 0 | 0 | 0
59853 | Watervliet PV | AEP | MI | 100% | TRUE | 7716 | 0 | 0 | 0 | 0 | 0 | 0 | 0 | 7716 | 0 | 0 | 0 | 0
59854 | OlivePV | AEP | IN | 100% | TRUE | 8456 | 0 | 0 | 0 | 0 | 0 | 0 | 0 | 8456 | 0 | 0 | 0 | 0
59855 | Deer Creek PV | AEP | IN | 100% | TRUE | 3801 | 0 | 0 | 0 | 0 | 0 | 0 | 0 | 3801 | 0 | 0 | 0 | 0
59856 | SoINCPower6, LLC | SolNCPower6, LLC | NC | 100% | FALSE | 11004 | 0 | 0 | 0 | 0 | 0 | 0 | 0 | 11004 | 0 | 0 | 0 | 0
59857 | SoINCPower5, LLC | SolNCPower5, LLC | NC | 100% | FALSE | 10830 | 0 | 0 | 0 | 0 | 0 | 0 | 0 | 10830 | 0 | 0 | 0 | 0
59858 | Johnston Solar | Half Moon Ventures, LLC | RI | 100% | FALSE | 1814 | 0 | 0 | 0 | 0 | 0 | 0 | 0 | 1814 | 0 | 0 | 0 | 0
59860 | HP Hood CT | HP Hood LLC | VA | 100% | FALSE | 87692 | 87692 | 0 | 87692 | 0 | 0 | 0 | 0 | 0 | 21325.5965 | 0 | 0 | 0
59861 | Twin Branch PV | AEP | IN | 100% | TRUE | 4236 | 0 | 0 | 0 | 0 | 0 | 0 | 0 | 4236 | 0 | 0 | 0 | 0
59862 | Fort Benning Solar Facility | Southern | GA | 100% | TRUE | 56010 | 0 | 0 | 0 | 0 | 0 | 0 | 0 | 56010 | 0 | 0 | 0 | 0
59863 | Fort Gordon Solar Facility | Southern | GA | 100% | TRUE | 58789 | 0 | 0 | 0 | 0 | 0 | 0 | 0 | 58789 | 0 | 0 | 0 | 0
59864 | King's Bay Solar Facility | Southern | GA | 100% | TRUE | 59697 | 0 | 0 | 0 | 0 | 0 | 0 | 0 | 59697 | 0 | 0 | 0 | 0
59865 | Fort Stewart Solar Facility | Southern | GA | 100% | TRUE | 58401 | 0 | 0 | 0 | 0 | 0 | 0 | 0 | 58401 | 0 | 0 | 0 | 0
59866 | Palmer Solar LLC | Palmer Solar LLC | MA | 100% | FALSE | 2887 | 0 | 0 | 0 | 0 | 0 | 0 | 0 | 2887 | 0 | 0 | 0 | 0
59867 | Lockheed Martin Solar System | Lockheed Martin Solar System | FL | 100% | FALSE | 3 | 0 | 0 | 0 | 0 | 0 | 0 | 0 | 3 | 0 | 0 | 0 | 0
59873 | Lowell Solar Landfill | Lowell Solar Landfill LLC | MA | 100% | FALSE | 1389 | 0 | 0 | 0 | 0 | 0 | 0 | 0 | 1389 | 0 | 0 | 0 | 0
59875 | Marshall Solar Energy Project | NextEra Energy | MN | 100% | TRUE | 111708 | 0 | 0 | 0 | 0 | 0 | 0 | 0 | 111708 | 0 | 0 | 0 | 0
59877 | Riverside RWQCP Fuel Cell | Riverside Fuel Cell, LLC | CA | 100% | FALSE | 10481 | 402.917 | 0 | 402.917 | 0 | 0 | 0 | 10078.083 | 0 | 212.9719 | 0 | 0 | 0
59887 | Beaufort Solar, LLC | Capital Power | NC | 100% | FALSE | 26929 | 0 | 0 | 0 | 0 | 0 | 0 | 0 | 26929 | 0 | 0 | 0 | 0
59888 | CP Bloom Wind LLC | Capital Power | KS | 100% | FALSE | 380705 | 0 | 0 | 0 | 0 | 0 | 0 | 0 | 380705 | 0 | 0 | 0 | 0
59891 | Butler Solar Farm 20 | Southern | GA | 100% | TRUE | 41657 | 0 | 0 | 0 | 0 | 0 | 0 | 0 | 41657 | 0 | 0 | 0 | 0
59894 | Pawpaw Solar Plant | Southern | GA | 100% | TRUE | 66532 | 0 | 0 | 0 | 0 | 0 | 0 | 0 | 66532 | 0 | 0 | 0 | 0
59896 | Butler Solar Project 103 | Southern | GA | 100% | TRUE | 232978 | 0 | 0 | 0 | 0 | 0 | 0 | 0 | 232978 | 0 | 0 | 0 | 0
59897 | Taylor County Solar | Southern | GA | 100% | TRUE | 298044 | 0 | 0 | 0 | 0 | 0 | 0 | 0 | 298044 | 0 | 0 | 0 | 0
59898 | SunEnergy1-Scotland Neck, LLC | SunEnergy1-Scotland Neck, LLC | NC | 100% | FALSE | 6388 | 0 | 0 | 0 | 0 | 0 | 0 | 0 | 6388 | 0 | 0 | 0 | 0
59899 | Choco Solar, LLC | Choco Solar LLC | NC | 100% | FALSE | 11168 | 0 | 0 | 0 | 0 | 0 | 0 | 0 | 11168 | 0 | 0 | 0 | 0
59900 | Corcoran Solar 3 | ConEdison | CA | 100% | FALSE | 52105 | 0 | 0 | 0 | 0 | 0 | 0 | 0 | 52105 | 0 | 0 | 0 | 0
59901 | Albertson Solar LLC | Albertson Solar LLC | NC | 100% | FALSE | 11613 | 0 | 0 | 0 | 0 | 0 | 0 | 0 | 11613 | 0 | 0 | 0 | 0
59904 | Western Branch High School | Dominion | VA | 100% | TRUE | 1269 | 0 | 0 | 0 | 0 | 0 | 0 | 0 | 1269 | 0 | 0 | 0 | 0
59905 | Merck | Dominion | VA | 100% | TRUE | 3701 | 0 | 0 | 0 | 0 | 0 | 0 | 0 | 3701 | 0 | 0 | 0 | 0
59908 | Mount Olive Solar | Mount Olive Solar LLC | NC | 100% | FALSE | 4044 | 0 | 0 | 0 | 0 | 0 | 0 | 0 | 4044 | 0 | 0 | 0 | 0
59911 | Philip Morris | Dominion | VA | 100% | TRUE | 2987 | 0 | 0 | 0 | 0 | 0 | 0 | 0 | 2987 | 0 | 0 | 0 | 0
59912 | Freemont Solar Center LLC | Heelstone Energy Holdings, LLC | NC | 100% | FALSE | 9503 | 0 | 0 | 0 | 0 | 0 | 0 | 0 | 9503 | 0 | 0 | 0 | 0
59914 | Crestwood Solar Center LLC | SRE Utility Solar 1, LLC | NC | 100% | FALSE | 9364 | 0 | 0 | 0 | 0 | 0 | 0 | 0 | 9364 | 0 | 0 | 0 | 0
59915 | Oro Loma | ConEdison | CA | 100% | FALSE | 53823 | 0 | 0 | 0 | 0 | 0 | 0 | 0 | 53823 | 0 | 0 | 0 | 0
59917 | Pollocksville Solar | Cypress Creek Renewables | NC | 100% | FALSE | 9969 | 0 | 0 | 0 | 0 | 0 | 0 | 0 | 9969 | 0 | 0 | 0 | 0
59919 | Nellis Solar PV II | Berkshire Hathaway Energy | NV | 100% | TRUE | 40225 | 0 | 0 | 0 | 0 | 0 | 0 | 0 | 40225 | 0 | 0 | 0 | 0
59921 | Lillington Solar | Soltage LLC | NC | 100% | FALSE | 1368 | 0 | 0 | 0 | 0 | 0 | 0 | 0 | 1368 | 0 | 0 | 0 | 0
59922 | South Campus Solar | JPMorgan Chase Bank | DE | 100% | FALSE | 1452.33 | 0 | 0 | 0 | 0 | 0 | 0 | 0 | 1452.33 | 0 | 0 | 0 | 0
59926 | Alpine Power Plant | Wolverine Power Supply Coop | MI | 100% | FALSE | 460363 | 460363 | 0 | 460363 | 0 | 0 | 0 | 0 | 0 | 349878.5 | 1.741 | 94.799 | 0
59927 | Hunt Road Solar | Citizens Enterprises Corporation | MA | 100% | FALSE | 6944 | 0 | 0 | 0 | 0 | 0 | 0 | 0 | 6944 | 0 | 0 | 0 | 0
59928 | Vance Solar Farm, LLC | Cypress Creek Renewables | NC | 100% | FALSE | 9170 | 0 | 0 | 0 | 0 | 0 | 0 | 0 | 9170 | 0 | 0 | 0 | 0
59929 | Cline Solar Farm, LLC | Cline Solar, LLC | NC | 100% | FALSE | 3138 | 0 | 0 | 0 | 0 | 0 | 0 | 0 | 3138 | 0 | 0 | 0 | 0
59930 | BG Stewart Solar Farm, LLC | Cypress Creek Renewables | NC | 100% | FALSE | 9891 | 0 | 0 | 0 | 0 | 0 | 0 | 0 | 9891 | 0 | 0 | 0 | 0
59931 | FCPC Renewable Generation | FCPC Renewable Generation, LLC | WI | 100% | FALSE | 7710 | 0 | 0 | 0 | 0 | 0 | 0 | 7710 | 0 | 0 | 0 | 0 | 0
59932 | Fiddler's Canyon 3 | Brookfield | UT | 51% | TRUE | 3660.78 | 0 | 0 | 0 | 0 | 0 | 0 | 0 | 3660.78 | 0 | 0 | 0 | 0
59932 | Fiddler's Canyon 3 | TerraForm Power | UT | 49% | FALSE | 3517.22 | 0 | 0 | 0 | 0 | 0 | 0 | 0 | 3517.22 | 0 | 0 | 0 | 0
59936 | Meadowbrook Solar Farm | Meadowbrook Solar Farm LLC | NC | 100% | FALSE | 9635 | 0 | 0 | 0 | 0 | 0 | 0 | 0 | 9635 | 0 | 0 | 0 | 0
59937 | Coats Solar Farm, LLC | Cypress Creek Renewables | NC | 100% | FALSE | 10062 | 0 | 0 | 0 | 0 | 0 | 0 | 0 | 10062 | 0 | 0 | 0 | 0
59938 | Sky Global Power One | Sky Global Power One Pledgor, LLC | TX | 100% | FALSE | 52309.46 | 52309.46 | 0 | 52309.46 | 0 | 0 | 0 | 0 | 0 | 28935.0763 | 0 | 0 | 0
59940 | Great Valley Solar Portfolio Holdings, LLC | Sempra | CA | 100% | TRUE | 10333 | 0 | 0 | 0 | 0 | 0 | 0 | 0 | 10333 | 0 | 0 | 0 | 0
59941 | Iron Springs Solar, LLC | Dominion | UT | 50% | TRUE | 106002.5 | 0 | 0 | 0 | 0 | 0 | 0 | 0 | 106002.5 | 0 | 0 | 0 | 0
59941 | Iron Springs Solar, LLC | NRG | UT | 37.95% | TRUE | 80455.8975 | 0 | 0 | 0 | 0 | 0 | 0 | 0 | 80455.8975 | 0 | 0 | 0 | 0
59941 | Iron Springs Solar, LLC | NRG Yield Op. | UT | 12.05% | FALSE | 25546.6025 | 0 | 0 | 0 | 0 | 0 | 0 | 0 | 25546.6025 | 0 | 0 | 0 | 0
59942 | Morgan Lancaster 1 | WGL Energy Systems, Inc | CA | 100% | FALSE | 3929 | 0 | 0 | 0 | 0 | 0 | 0 | 0 | 3929 | 0 | 0 | 0 | 0
59943 | Rattlesnake Den | Brookfield | TX | 45.95% | TRUE | 403710.3222 | 0 | 0 | 0 | 0 | 0 | 0 | 0 | 403710.3222 | 0 | 0 | 0 | 0
59943 | Rattlesnake Den | TerraForm Power | TX | 44.15% | FALSE | 387878.5448 | 0 | 0 | 0 | 0 | 0 | 0 | 0 | 387878.5448 | 0 | 0 | 0 | 0
59943 | Rattlesnake Den | Invenergy | TX | 9.9% | TRUE | 86978.133 | 0 | 0 | 0 | 0 | 0 | 0 | 0 | 86978.133 | 0 | 0 | 0 | 0
59944 | Conetoe II Solar, LLC | Duke | NC | 100% | TRUE | 170872 | 0 | 0 | 0 | 0 | 0 | 0 | 0 | 170872 | 0 | 0 | 0 | 0
59945 | Granite Mountain Solar West, LLC | Dominion | UT | 50% | TRUE | 63985.5 | 0 | 0 | 0 | 0 | 0 | 0 | 0 | 63985.5 | 0 | 0 | 0 | 0
59945 | Granite Mountain Solar West, LLC | NRG | UT | 37.95% | TRUE | 48564.9945 | 0 | 0 | 0 | 0 | 0 | 0 | 0 | 48564.9945 | 0 | 0 | 0 | 0
59945 | Granite Mountain Solar West, LLC | NRG Yield Op. | UT | 12.05% | FALSE | 15420.5055 | 0 | 0 | 0 | 0 | 0 | 0 | 0 | 15420.5055 | 0 | 0 | 0 | 0
59946 | Granite Mountain Solar East, LLC | Dominion | UT | 50% | TRUE | 104343.5 | 0 | 0 | 0 | 0 | 0 | 0 | 0 | 104343.5 | 0 | 0 | 0 | 0
59946 | Granite Mountain Solar East, LLC | NRG | UT | 37.95% | TRUE | 79196.7165 | 0 | 0 | 0 | 0 | 0 | 0 | 0 | 79196.7165 | 0 | 0 | 0 | 0
59946 | Granite Mountain Solar East, LLC | NRG Yield Op. | UT | 12.05% | FALSE | 25146.7835 | 0 | 0 | 0 | 0 | 0 | 0 | 0 | 25146.7835 | 0 | 0 | 0 | 0
59947 | SR Camden | SR Camden, LLC | AR | 100% | FALSE | 26561 | 0 | 0 | 0 | 0 | 0 | 0 | 0 | 26561 | 0 | 0 | 0 | 0
59948 | Bakersfield 111 | Algonquin Power | CA | 100% | FALSE | 3295 | 0 | 0 | 0 | 0 | 0 | 0 | 0 | 3295 | 0 | 0 | 0 | 0
59949 | AES Warrior Run Energy Storage Project | AES | MD | 100% | TRUE | 0 | 0 | 0 | 0 | 0 | 0 | 0 | 0 | 0 | 0 | 0 | 0 | 0
59950 | Yadkinville Solar | O2energies, Inc. | NC | 100% | FALSE | 6605 | 0 | 0 | 0 | 0 | 0 | 0 | 0 | 6605 | 0 | 0 | 0 | 0
59952 | Potrero Hills Energy Producers | Potrero Hills Energy Producers, LLC | CA | 100% | FALSE | 61536 | 0 | 0 | 0 | 0 | 0 | 0 | 61536 | 0 | 0 | 0 | 0 | 0
59954 | Osceola Solar Facility | Duke | FL | 100% | TRUE | 5841 | 0 | 0 | 0 | 0 | 0 | 0 | 0 | 5841 | 0 | 0 | 0 | 0
59955 | Smithfield | SRE Utility Solar 1, LLC | NC | 100% | FALSE | 3537 | 0 | 0 | 0 | 0 | 0 | 0 | 0 | 3537 | 0 | 0 | 0 | 0
59956 | ESA Selma | SRE Utility Solar 1, LLC | NC | 100% | FALSE | 3227 | 0 | 0 | 0 | 0 | 0 | 0 | 0 | 3227 | 0 | 0 | 0 | 0
59957 | Grand Ridge Battery Projects | Invenergy | IL | 100% | TRUE | 0 | 0 | 0 | 0 | 0 | 0 | 0 | 0 | 0 | 0 | 0 | 0 | 0
59958 | Milford 2 | Brookfield | UT | 51% | TRUE | 3324.18 | 0 | 0 | 0 | 0 | 0 | 0 | 0 | 3324.18 | 0 | 0 | 0 | 0
59958 | Milford 2 | TerraForm Power | UT | 49% | FALSE | 3193.82 | 0 | 0 | 0 | 0 | 0 | 0 | 0 | 3193.82 | 0 | 0 | 0 | 0
59959 | Elwood Energy Storage Center | West Chicago Battery Storage LLC | IL | 100% | FALSE | 0 | 0 | 0 | 0 | 0 | 0 | 0 | 0 | 0 | 0 | 0 | 0 | 0
59960 | Jake Energy Storage Center | Joliet Battery Storage LLC | IL | 100% | FALSE | 0 | 0 | 0 | 0 | 0 | 0 | 0 | 0 | 0 | 0 | 0 | 0 | 0
59966 | Camp Lejeune Solar | Duke | NC | 100% | TRUE | 22352 | 0 | 0 | 0 | 0 | 0 | 0 | 0 | 22352 | 0 | 0 | 0 | 0
59967 | Pepperidge Farm Bloomfield | Pepperidge Farm, Inc.- Bloomfield | CT | 100% | FALSE | 17111 | 17111 | 0 | 17111 | 0 | 0 | 0 | 0 | 0 | 5515.1196 | 0 | 0 | 0
59968 | Desert Wind Farm, LLC | Avangrid | NC | 100% | TRUE | 470743 | 0 | 0 | 0 | 0 | 0 | 0 | 0 | 470743 | 0 | 0 | 0 | 0
59973 | Walt Disney World Solar Facility | Duke | FL | 100% | TRUE | 8362 | 0 | 0 | 0 | 0 | 0 | 0 | 0 | 8362 | 0 | 0 | 0 | 0
59974 | Golden West Power Partners LLC | NextEra Energy | CO | 65.1% | TRUE | 550682.202 | 0 | 0 | 0 | 0 | 0 | 0 | 0 | 550682.202 | 0 | 0 | 0 | 0
59974 | Golden West Power Partners LLC | NextEra Energy Partners | CO | 34.9% | FALSE | 295219.798 | 0 | 0 | 0 | 0 | 0 | 0 | 0 | 295219.798 | 0 | 0 | 0 | 0
59975 | Carousel Wind Farm LLC | NextEra Energy | CO | 100% | TRUE | 649012 | 0 | 0 | 0 | 0 | 0 | 0 | 0 | 649012 | 0 | 0 | 0 | 0
59976 | RE Astoria | RE Astoria LLC | CA | 100% | FALSE | 270962 | 0 | 0 | 0 | 0 | 0 | 0 | 0 | 270962 | 0 | 0 | 0 | 0
59977 | RE Astoria 2 | RE Astoria 2 LLC | CA | 100% | FALSE | 211397 | 0 | 0 | 0 | 0 | 0 | 0 | 0 | 211397 | 0 | 0 | 0 | 0
59978 | Enerparc CA2, LLC | Enerparc CA2, LLC | CA | 100% | FALSE | 3544 | 0 | 0 | 0 | 0 | 0 | 0 | 0 | 3544 | 0 | 0 | 0 | 0
59979 | Columbia Solar Energy, LLC | Columbia Solar Energy LLC | CA | 100% | FALSE | 41315 | 0 | 0 | 0 | 0 | 0 | 0 | 0 | 41315 | 0 | 0 | 0 | 0
59981 | New Castle Solar RES | Hoosier Energy | IN | 100% | FALSE | 1899 | 0 | 0 | 0 | 0 | 0 | 0 | 0 | 1899 | 0 | 0 | 0 | 0
59982 | Scotland Solar RES | Hoosier Energy | IN | 100% | FALSE | 1882 | 0 | 0 | 0 | 0 | 0 | 0 | 0 | 1882 | 0 | 0 | 0 | 0
59983 | New Haven Solar RES | Hoosier Energy | IN | 100% | FALSE | 1869 | 0 | 0 | 0 | 0 | 0 | 0 | 0 | 1869 | 0 | 0 | 0 | 0
59984 | Lanesville Solar RES | Hoosier Energy | IN | 100% | FALSE | 2038 | 0 | 0 | 0 | 0 | 0 | 0 | 0 | 2038 | 0 | 0 | 0 | 0
59985 | Ellettsville Solar RES | Hoosier Energy | IN | 100% | FALSE | 1841 | 0 | 0 | 0 | 0 | 0 | 0 | 0 | 1841 | 0 | 0 | 0 | 0
59986 | Henryville Solar RES | Hoosier Energy | IN | 100% | FALSE | 1805 | 0 | 0 | 0 | 0 | 0 | 0 | 0 | 1805 | 0 | 0 | 0 | 0
59987 | Spring Mill Solar RES | Hoosier Energy | IN | 100% | FALSE | 439 | 0 | 0 | 0 | 0 | 0 | 0 | 0 | 439 | 0 | 0 | 0 | 0
59988 | Decatur Co. Solar RES (IN) | Hoosier Energy | IN | 100% | FALSE | 417 | 0 | 0 | 0 | 0 | 0 | 0 | 0 | 417 | 0 | 0 | 0 | 0
59989 | Jackson Co. Solar RES | Hoosier Energy | IN | 100% | FALSE | 478 | 0 | 0 | 0 | 0 | 0 | 0 | 0 | 478 | 0 | 0 | 0 | 0
59990 | Johnson Co. Solar RES | Hoosier Energy | IN | 100% | FALSE | 1988 | 0 | 0 | 0 | 0 | 0 | 0 | 0 | 1988 | 0 | 0 | 0 | 0
59993 | Babcock Solar Energy Center | NextEra Energy | FL | 100% | TRUE | 164072 | 0 | 0 | 0 | 0 | 0 | 0 | 0 | 164072 | 0 | 0 | 0 | 0
59995 | AEP Milton NaS | AEP | WV | 100% | TRUE | 0 | 0 | 0 | 0 | 0 | 0 | 0 | 0 | 0 | 0 | 0 | 0 | 0
60000 | Turkey Creek PV1 | Fresh Air Energy XXXV, LLC | NC | 100% | FALSE | 9675 | 0 | 0 | 0 | 0 | 0 | 0 | 0 | 9675 | 0 | 0 | 0 | 0
60004 | Clarkstown Landfill Solar Facility | Clarkstown Solar LLC | NY | 100% | FALSE | 2099 | 0 | 0 | 0 | 0 | 0 | 0 | 0 | 2099 | 0 | 0 | 0 | 0
60005 | Daytona International Speedway Solar | NextEra Energy | FL | 100% | TRUE | 1481 | 0 | 0 | 0 | 0 | 0 | 0 | 0 | 1481 | 0 | 0 | 0 | 0
60006 | FIU Solar | NextEra Energy | FL | 100% | TRUE | 1481 | 0 | 0 | 0 | 0 | 0 | 0 | 0 | 1481 | 0 | 0 | 0 | 0
60008 | Hooper Solar | SunPower | CO | 100% | FALSE | 125358 | 0 | 0 | 0 | 0 | 0 | 0 | 0 | 125358 | 0 | 0 | 0 | 0
60009 | Murphy Flat Solar | Murphy Flat Power, LLC | ID | 100% | FALSE | 27100 | 0 | 0 | 0 | 0 | 0 | 0 | 0 | 27100 | 0 | 0 | 0 | 0
60010 | Orchard Ranch Solar | Orchard Ranch Solar, LLC | ID | 100% | FALSE | 37186 | 0 | 0 | 0 | 0 | 0 | 0 | 0 | 37186 | 0 | 0 | 0 | 0
60011 | American Falls Solar | American Falls Solar LLC | ID | 100% | FALSE | 34597 | 0 | 0 | 0 | 0 | 0 | 0 | 0 | 34597 | 0 | 0 | 0 | 0
60012 | American Falls Solar II | American Falls Solar II, LLC | ID | 100% | FALSE | 35004 | 0 | 0 | 0 | 0 | 0 | 0 | 0 | 35004 | 0 | 0 | 0 | 0
60013 | Grant Wind, LLC | Southern | OK | 100% | TRUE | 419672 | 0 | 0 | 0 | 0 | 0 | 0 | 0 | 419672 | 0 | 0 | 0 | 0
60014 | Manatee Solar Energy Center | NextEra Energy | FL | 100% | TRUE | 168678 | 0 | 0 | 0 | 0 | 0 | 0 | 0 | 168678 | 0 | 0 | 0 | 0
60016 | MESA 1 | PUD 1 of Snohomish County | WA | 100% | FALSE | 0 | 0 | 0 | 0 | 0 | 0 | 0 | 0 | 0 | 0 | 0 | 0 | 0
60017 | Domino Farms Solar | DTE Energy | MI | 100% | TRUE | 1348 | 0 | 0 | 0 | 0 | 0 | 0 | 0 | 1348 | 0 | 0 | 0 | 0
60018 | Ford World Headquarters | DTE Energy | MI | 100% | TRUE | 887 | 0 | 0 | 0 | 0 | 0 | 0 | 0 | 887 | 0 | 0 | 0 | 0
60019 | Greenwood Solar Farm | DTE Energy | MI | 100% | TRUE | 2238 | 0 | 0 | 0 | 0 | 0 | 0 | 0 | 2238 | 0 | 0 | 0 | 0
60021 | MESA 2 | PUD 1 of Snohomish County | WA | 100% | FALSE | 0 | 0 | 0 | 0 | 0 | 0 | 0 | 0 | 0 | 0 | 0 | 0 | 0
60022 | Oxford | UGT Renewable Energy 13, LLC | MA | 100% | FALSE | 4164 | 0 | 0 | 0 | 0 | 0 | 0 | 0 | 4164 | 0 | 0 | 0 | 0
60023 | SR Jenkins Ft Lupton | SR Jenkins, LLC | CO | 100% | FALSE | 30512 | 0 | 0 | 0 | 0 | 0 | 0 | 0 | 30512 | 0 | 0 | 0 | 0
60025 | Eight Flags Energy | Eight Flags Energy LLC | FL | 100% | FALSE | 171327 | 171327 | 0 | 171327 | 0 | 0 | 0 | 0 | 0 | 99183.6669 | 0 | 0 | 0
60026 | Little Rock Pham Solar | WGL Energy Systems, Inc | CA | 100% | FALSE | 9130 | 0 | 0 | 0 | 0 | 0 | 0 | 0 | 9130 | 0 | 0 | 0 | 0
60027 | Adera Solar | AES | CA | 50% | TRUE | 19697 | 0 | 0 | 0 | 0 | 0 | 0 | 0 | 19697 | 0 | 0 | 0 | 0
60027 | Adera Solar | AIMCo | CA | 50% | FALSE | 19697 | 0 | 0 | 0 | 0 | 0 | 0 | 0 | 19697 | 0 | 0 | 0 | 0
60029 | CES VMT Solar | ConEdison | MD | 100% | FALSE | 1675 | 0 | 0 | 0 | 0 | 0 | 0 | 0 | 1675 | 0 | 0 | 0 | 0
60032 | SunE Rochester | Brookfield | CA | 51% | TRUE | 895.56 | 0 | 0 | 0 | 0 | 0 | 0 | 0 | 895.56 | 0 | 0 | 0 | 0
60032 | SunE Rochester | TerraForm Power | CA | 49% | FALSE | 860.44 | 0 | 0 | 0 | 0 | 0 | 0 | 0 | 860.44 | 0 | 0 | 0 | 0
60033 | CA Flats Solar 130, LLC | California Flats Solar 130, LLC | CA | 100% | FALSE | 20432 | 0 | 0 | 0 | 0 | 0 | 0 | 0 | 20432 | 0 | 0 | 0 | 0
60036 | CCBC-Catonsville | Exelon | MD | 100% | TRUE | 2816 | 0 | 0 | 0 | 0 | 0 | 0 | 0 | 2816 | 0 | 0 | 0 | 0
60038 | Owens Corning Headquarters | Exelon | OH | 100% | TRUE | 1721 | 0 | 0 | 0 | 0 | 0 | 0 | 0 | 1721 | 0 | 0 | 0 | 0
60039 | Frontier Solar LLC | Frontier Solar, LLC | CA | 100% | FALSE | 51261 | 0 | 0 | 0 | 0 | 0 | 0 | 0 | 51261 | 0 | 0 | 0 | 0
60040 | UI RCP New Haven Fuel Cell | Avangrid | CT | 100% | TRUE | 21925 | 21925 | 0 | 21925 | 0 | 0 | 0 | 0 | 0 | 19722.4042 | 0 | 0 | 0
60043 | Cuyama Solar, LLC | D.E. Shaw Group | CA | 100% | FALSE | 6259 | 0 | 0 | 0 | 0 | 0 | 0 | 0 | 6259 | 0 | 0 | 0 | 0
60046 | Portage Solar | Ecos Energy LLC | IN | 100% | FALSE | 2412 | 0 | 0 | 0 | 0 | 0 | 0 | 0 | 2412 | 0 | 0 | 0 | 0
60047 | Middlebury Solar | Ecos Energy LLC | IN | 100% | FALSE | 2247 | 0 | 0 | 0 | 0 | 0 | 0 | 0 | 2247 | 0 | 0 | 0 | 0
60049 | Golden Hills Wind | NextEra Energy | CA | 65.1% | TRUE | 184534.413 | 0 | 0 | 0 | 0 | 0 | 0 | 0 | 184534.413 | 0 | 0 | 0 | 0
60049 | Golden Hills Wind | NextEra Energy Partners | CA | 34.9% | FALSE | 98928.587 | 0 | 0 | 0 | 0 | 0 | 0 | 0 | 98928.587 | 0 | 0 | 0 | 0
60050 | Innovative Solar 10 | Innovative Solar 10 | NC | 100% | FALSE | 2607 | 0 | 0 | 0 | 0 | 0 | 0 | 0 | 2607 | 0 | 0 | 0 | 0
60054 | UI RCP Bridgeport Seaside | Avangrid | CT | 100% | TRUE | 24092 | 20618 | 0 | 20618 | 0 | 0 | 0 | 0 | 3474 | 23525.683 | 0 | 0 | 0
60056 | Syncarpha Palmer, LLC | Syncarpha Palmer, LLC | MA | 100% | FALSE | 7421 | 0 | 0 | 0 | 0 | 0 | 0 | 0 | 7421 | 0 | 0 | 0 | 0
60057 | Steel Bridge Solar, LLC | Steel Bridge Solar. LLC | OR | 100% | FALSE | 3890 | 0 | 0 | 0 | 0 | 0 | 0 | 0 | 3890 | 0 | 0 | 0 | 0
60058 | River Bend Solar, LLC | NextEra Energy | AL | 100% | TRUE | 150174 | 0 | 0 | 0 | 0 | 0 | 0 | 0 | 150174 | 0 | 0 | 0 | 0
60059 | Los Vientos V Wind Power | Duke | TX | 100% | TRUE | 386442 | 0 | 0 | 0 | 0 | 0 | 0 | 0 | 386442 | 0 | 0 | 0 | 0
60060 | Lindberg FIeld Solar | Lindberg Field Solar I LLC | CA | 100% | FALSE | 5186 | 0 | 0 | 0 | 0 | 0 | 0 | 0 | 5186 | 0 | 0 | 0 | 0
60061 | Citrus Solar Energy Center | NextEra Energy | FL | 100% | TRUE | 165029 | 0 | 0 | 0 | 0 | 0 | 0 | 0 | 165029 | 0 | 0 | 0 | 0
60063 | Live Oak Solar, LLC | NextEra Energy | GA | 100% | TRUE | 99091 | 0 | 0 | 0 | 0 | 0 | 0 | 0 | 99091 | 0 | 0 | 0 | 0
60064 | White Pine Solar, LLC | NextEra Energy | GA | 100% | TRUE | 206488 | 0 | 0 | 0 | 0 | 0 | 0 | 0 | 206488 | 0 | 0 | 0 | 0
60065 | Federal Road Solar 1, LLC | Federal Road Solar 1, LLC | MA | 100% | FALSE | 6836 | 0 | 0 | 0 | 0 | 0 | 0 | 0 | 6836 | 0 | 0 | 0 | 0
60067 | BWC Swan Pond River | BWC Swan Pond River, LLC | MA | 100% | FALSE | 2808 | 0 | 0 | 0 | 0 | 0 | 0 | 0 | 2808 | 0 | 0 | 0 | 0
60068 | Grand View Solar Two | Grand View PV Solar Two, LLC | ID | 100% | FALSE | 163316 | 0 | 0 | 0 | 0 | 0 | 0 | 0 | 163316 | 0 | 0 | 0 | 0
60069 | Cedar Bluff Wind, LLC | NextEra Energy | KS | 65.1% | TRUE | 529131.498 | 0 | 0 | 0 | 0 | 0 | 0 | 0 | 529131.498 | 0 | 0 | 0 | 0
60069 | Cedar Bluff Wind, LLC | NextEra Energy Partners | KS | 34.9% | FALSE | 283666.502 | 0 | 0 | 0 | 0 | 0 | 0 | 0 | 283666.502 | 0 | 0 | 0 | 0
60071 | Perry Solar Facility | Duke | FL | 100% | TRUE | 7993 | 0 | 0 | 0 | 0 | 0 | 0 | 0 | 7993 | 0 | 0 | 0 | 0
60072 | Neisler Street Solar | Neisler Street Solar I, LLC | NC | 100% | FALSE | 3130 | 0 | 0 | 0 | 0 | 0 | 0 | 0 | 3130 | 0 | 0 | 0 | 0
60073 | Leominster | Syncarpha Massachusetts, LLC | MA | 100% | FALSE | 2980 | 0 | 0 | 0 | 0 | 0 | 0 | 0 | 2980 | 0 | 0 | 0 | 0
60074 | North Adams Landfill | Syncarpha North Adams, LLC | MA | 100% | FALSE | 3432 | 0 | 0 | 0 | 0 | 0 | 0 | 0 | 3432 | 0 | 0 | 0 | 0
60075 | Fisher Road Solar | Fisher Road Solar I, LLC | MA | 100% | FALSE | 7713 | 0 | 0 | 0 | 0 | 0 | 0 | 0 | 7713 | 0 | 0 | 0 | 0
60076 | Palmer Landfill | Syncarpha Bondsville, LLC | MA | 100% | FALSE | 4224 | 0 | 0 | 0 | 0 | 0 | 0 | 0 | 4224 | 0 | 0 | 0 | 0
60077 | CED Avenal | ConEdison | CA | 100% | FALSE | 36564 | 0 | 0 | 0 | 0 | 0 | 0 | 0 | 36564 | 0 | 0 | 0 | 0
60078 | CED Ducor 1 | ConEdison | CA | 100% | FALSE | 53578 | 0 | 0 | 0 | 0 | 0 | 0 | 0 | 53578 | 0 | 0 | 0 | 0
60079 | CED Ducor 2 | ConEdison | CA | 100% | FALSE | 53254 | 0 | 0 | 0 | 0 | 0 | 0 | 0 | 53254 | 0 | 0 | 0 | 0
60080 | CED Ducor 3 | ConEdison | CA | 100% | FALSE | 39551 | 0 | 0 | 0 | 0 | 0 | 0 | 0 | 39551 | 0 | 0 | 0 | 0
60081 | CED Ducor 4 | ConEdison | CA | 100% | FALSE | 53414 | 0 | 0 | 0 | 0 | 0 | 0 | 0 | 53414 | 0 | 0 | 0 | 0
60082 | White Oak Solar, LLC | NextEra Energy | GA | 100% | TRUE | 159286 | 0 | 0 | 0 | 0 | 0 | 0 | 0 | 159286 | 0 | 0 | 0 | 0
60083 | Fresno Solar | Wellhead Energy, LLC | CA | 100% | FALSE | 6140 | 0 | 0 | 0 | 0 | 0 | 0 | 0 | 6140 | 0 | 0 | 0 | 0
60084 | PCA-Valdosta Mill | PCA-Valdosta Mill | GA | 100% | FALSE | 305534.635 | 12035.183 | 0 | 11838.406 | 196.777 | 0 | 0 | 293499.452 | 0 | 5086.2688 | 0 | 0 | 0
60087 | South Plains II | Novatus Energy | TX | 100% | FALSE | 1097241 | 0 | 0 | 0 | 0 | 0 | 0 | 0 | 1097241 | 0 | 0 | 0 | 0
60088 | Sunflower Wind Project | Sunflower Wind Project | ND | 100% | FALSE | 456380 | 0 | 0 | 0 | 0 | 0 | 0 | 0 | 456380 | 0 | 0 | 0 | 0
60089 | Elkton Solar | Brookfield | MD | 51% | TRUE | 1199.52 | 0 | 0 | 0 | 0 | 0 | 0 | 0 | 1199.52 | 0 | 0 | 0 | 0
60089 | Elkton Solar | TerraForm Power | MD | 49% | FALSE | 1152.48 | 0 | 0 | 0 | 0 | 0 | 0 | 0 | 1152.48 | 0 | 0 | 0 | 0
60092 | Blythe Solar II, LLC | NextEra Energy | CA | 100% | TRUE | 349067 | 0 | 0 | 0 | 0 | 0 | 0 | 0 | 349067 | 0 | 0 | 0 | 0
60093 | Blythe Solar 110, LLC | NextEra Energy | CA | 100% | TRUE | 272685 | 0 | 0 | 0 | 0 | 0 | 0 | 0 | 272685 | 0 | 0 | 0 | 0
60100 | Dinuba Energy | Dinuba Energy | CA | 100% | FALSE | 0 | 0 | 0 | 0 | 0 | 0 | 0 | 0 | 0 | 0 | 0 | 0 | 0
60101 | Shelby Randolph Road Solar 1, LLC | SRE Utility Solar 1, LLC | NC | 100% | FALSE | 3653 | 0 | 0 | 0 | 0 | 0 | 0 | 0 | 3653 | 0 | 0 | 0 | 0
60102 | Lorin Industries | Lorin Industries | MI | 100% | FALSE | 9153.2 | 9153.2 | 0 | 9153.2 | 0 | 0 | 0 | 0 | 0 | 3003.9912 | 0 | 0 | 0
60104 | Javelina Wind Energy, LLC | NextEra Energy | TX | 65.1% | TRUE | 616129.836 | 0 | 0 | 0 | 0 | 0 | 0 | 0 | 616129.836 | 0 | 0 | 0 | 0
60104 | Javelina Wind Energy, LLC | NextEra Energy Partners | TX | 34.9% | FALSE | 330306.164 | 0 | 0 | 0 | 0 | 0 | 0 | 0 | 330306.164 | 0 | 0 | 0 | 0
60105 | Lafayette Solar I, LLC | SRE Utility Solar 1, LLC | NC | 100% | FALSE | 3513 | 0 | 0 | 0 | 0 | 0 | 0 | 0 | 3513 | 0 | 0 | 0 | 0
60106 | Rockingham Solar, LLC | SRE Utility Solar 1, LLC | NC | 100% | FALSE | 10253 | 0 | 0 | 0 | 0 | 0 | 0 | 0 | 10253 | 0 | 0 | 0 | 0
60107 | York Road Solar I, LLC | SRE Utility Solar 1, LLC | NC | 100% | FALSE | 3747 | 0 | 0 | 0 | 0 | 0 | 0 | 0 | 3747 | 0 | 0 | 0 | 0
60108 | SID Solar I, LLC | SRE Utility Solar 1, LLC | NC | 100% | FALSE | 8862 | 0 | 0 | 0 | 0 | 0 | 0 | 0 | 8862 | 0 | 0 | 0 | 0
60109 | UDR Glastonbury Fuel Cell | UIL Distributed Resources, LLC | CT | 100% | FALSE | 23255 | 23255 | 0 | 23255 | 0 | 0 | 0 | 0 | 0 | 10740.0619 | 0 | 0 | 0
60117 | Western Michigan Solar Gardens | CMS Energy | MI | 100% | TRUE | 1583 | 0 | 0 | 0 | 0 | 0 | 0 | 0 | 1583 | 0 | 0 | 0 | 0
60118 | Grand Valley Solar Gardens | CMS Energy | MI | 100% | TRUE | 4382 | 0 | 0 | 0 | 0 | 0 | 0 | 0 | 4382 | 0 | 0 | 0 | 0
60119 | Granby Hydro | Northern Water Hydropower Enterprise | CO | 100% | FALSE | 5095 | 0 | 0 | 0 | 0 | 0 | 5095 | 0 | 0 | 0 | 0 | 0 | 0
60120 | UCI Fuel Cell | UCI Fuel Cell, LLC | CA | 100% | FALSE | 10808 | 10808 | 0 | 10808 | 0 | 0 | 0 | 0 | 0 | 4276.2705 | 0 | 0 | 0
60121 | HCE Johnston I, LLC | HCE Johnston I, LLC | NC | 100% | FALSE | 3907 | 0 | 0 | 0 | 0 | 0 | 0 | 0 | 3907 | 0 | 0 | 0 | 0
60122 | Colorado Bend II | Exelon | TX | 100% | TRUE | 3120379 | 3120379 | 0 | 3120379 | 0 | 0 | 0 | 0 | 0 | 1286050.408 | 6.492 | 59.981 | 0
60124 | Goldfinch | NRG | FL | 100% | TRUE | 5694 | 0 | 0 | 0 | 0 | 0 | 0 | 0 | 5694 | 0 | 0 | 0 | 0
60127 | Eastern Shore Solar, LLC | Dominion | VA | 100% | TRUE | 157538 | 0 | 0 | 0 | 0 | 0 | 0 | 0 | 157538 | 0 | 0 | 0 | 0
60129 | Red Toad 1425 A Powatan Road, LLC | SRE Utility Solar 1, LLC | NC | 100% | FALSE | 4225 | 0 | 0 | 0 | 0 | 0 | 0 | 0 | 4225 | 0 | 0 | 0 | 0
60130 | Big Sand Draw Plant | Devon Energy Production Co | WY | 100% | FALSE | 27570.94 | 27570.94 | 0 | 27570.94 | 0 | 0 | 0 | 0 | 0 | 16870.7194 | 0 | 0 | 0
60131 | Durham Solar | SRE Utility Solar 1, LLC | NC | 100% | FALSE | 6265 | 0 | 0 | 0 | 0 | 0 | 0 | 0 | 6265 | 0 | 0 | 0 | 0
60132 | New Creek Wind | Enbridge | WV | 100% | FALSE | 246345 | 0 | 0 | 0 | 0 | 0 | 0 | 0 | 246345 | 0 | 0 | 0 | 0
60133 | Morgan Farm, LLC | SRE Utility Solar 1, LLC | NC | 100% | FALSE | 9842 | 0 | 0 | 0 | 0 | 0 | 0 | 0 | 9842 | 0 | 0 | 0 | 0
60134 | Nashville Farms, LLC | SRE Utility Solar 1, LLC | NC | 100% | FALSE | 3838 | 0 | 0 | 0 | 0 | 0 | 0 | 0 | 3838 | 0 | 0 | 0 | 0
60135 | Cedar Solar, LLC | SRE Utility Solar 1, LLC | NC | 100% | FALSE | 9838 | 0 | 0 | 0 | 0 | 0 | 0 | 0 | 9838 | 0 | 0 | 0 | 0
60136 | Elm Solar, LLC | SRE Utility Solar 1, LLC | NC | 100% | FALSE | 9988 | 0 | 0 | 0 | 0 | 0 | 0 | 0 | 9988 | 0 | 0 | 0 | 0
60137 | Glasgow LFGTE | East Kentucky Power Coop | KY | 100% | TRUE | 6354 | 0 | 0 | 0 | 0 | 0 | 0 | 6354 | 0 | 0 | 0 | 0 | 0
60142 | Lemoore 1 | Lemoore PV1, LLC | CA | 100% | FALSE | 3708 | 0 | 0 | 0 | 0 | 0 | 0 | 0 | 3708 | 0 | 0 | 0 | 0
60143 | Peak View Wind Farm | Black Hills Corp | CO | 100% | FALSE | 194500 | 0 | 0 | 0 | 0 | 0 | 0 | 0 | 194500 | 0 | 0 | 0 | 0
60146 | Cohen Farm Solar, LLC | Cohen Farm Solar, LLC | NC | 100% | FALSE | 10160 | 0 | 0 | 0 | 0 | 0 | 0 | 0 | 10160 | 0 | 0 | 0 | 0
60147 | Floyd Solar, LLC | Floyd Solar, LLC | NC | 100% | FALSE | 10232 | 0 | 0 | 0 | 0 | 0 | 0 | 0 | 10232 | 0 | 0 | 0 | 0
60149 | Innovative Solar 43, LLC | Innovative Solar 43, LLC | NC | 100% | FALSE | 69655 | 0 | 0 | 0 | 0 | 0 | 0 | 0 | 69655 | 0 | 0 | 0 | 0
60150 | Cornell Geneva Solar Farm | Argos Solar LLC | NY | 100% | FALSE | 3191 | 0 | 0 | 0 | 0 | 0 | 0 | 0 | 3191 | 0 | 0 | 0 | 0
60151 | Building F | Golden Springs Development Company LLC | CA | 100% | FALSE | 2493 | 0 | 0 | 0 | 0 | 0 | 0 | 0 | 2493 | 0 | 0 | 0 | 0
60153 | Building G | Golden Springs Development Company LLC | CA | 100% | FALSE | 2483 | 0 | 0 | 0 | 0 | 0 | 0 | 0 | 2483 | 0 | 0 | 0 | 0
60154 | Buidling L | Golden Springs Development Company LLC | CA | 100% | FALSE | 1788 | 0 | 0 | 0 | 0 | 0 | 0 | 0 | 1788 | 0 | 0 | 0 | 0
60179 | Daystar Solar | Soltage LLC | NC | 100% | FALSE | 1894 | 0 | 0 | 0 | 0 | 0 | 0 | 0 | 1894 | 0 | 0 | 0 | 0
60182 | Dulles | Golden Springs Development Company LLC | CA | 100% | FALSE | 3158 | 0 | 0 | 0 | 0 | 0 | 0 | 0 | 3158 | 0 | 0 | 0 | 0
60183 | Freeway Springs | Golden Springs Development Company LLC | CA | 100% | FALSE | 3359 | 0 | 0 | 0 | 0 | 0 | 0 | 0 | 3359 | 0 | 0 | 0 | 0
60184 | ADS Renewable Energy-Wolf Creek LLC | ADS Renewable Energy- Wolf Creek, LLC | GA | 100% | FALSE | 18118 | 0 | 0 | 0 | 0 | 0 | 0 | 18118 | 0 | 0 | 0 | 0 | 0
60185 | Solverde 1 | AES | CA | 50% | TRUE | 111613.5 | 0 | 0 | 0 | 0 | 0 | 0 | 0 | 111613.5 | 0 | 0 | 0 | 0
60185 | Solverde 1 | AIMCo | CA | 50% | FALSE | 111613.5 | 0 | 0 | 0 | 0 | 0 | 0 | 0 | 111613.5 | 0 | 0 | 0 | 0
60186 | Antelope DSR 1 | AES | CA | 50% | TRUE | 65941 | 0 | 0 | 0 | 0 | 0 | 0 | 0 | 65941 | 0 | 0 | 0 | 0
60186 | Antelope DSR 1 | AIMCo | CA | 50% | FALSE | 65941 | 0 | 0 | 0 | 0 | 0 | 0 | 0 | 65941 | 0 | 0 | 0 | 0
60187 | Antelope DSR 2 | AES | CA | 50% | TRUE | 7124 | 0 | 0 | 0 | 0 | 0 | 0 | 0 | 7124 | 0 | 0 | 0 | 0
60187 | Antelope DSR 2 | AIMCo | CA | 50% | FALSE | 7124 | 0 | 0 | 0 | 0 | 0 | 0 | 0 | 7124 | 0 | 0 | 0 | 0
60188 | Conetoe Solar | Conetoe Solar, LLC | NC | 100% | FALSE | 9924 | 0 | 0 | 0 | 0 | 0 | 0 | 0 | 9924 | 0 | 0 | 0 | 0
60189 | Sugar Run Solar | Sugar Run Solar, LLC | NC | 100% | FALSE | 10215 | 0 | 0 | 0 | 0 | 0 | 0 | 0 | 10215 | 0 | 0 | 0 | 0
60190 | HMW Minster PV I | Half Moon Ventures, LLC | OH | 100% | FALSE | 5101 | 0 | 0 | 0 | 0 | 0 | 0 | 0 | 5101 | 0 | 0 | 0 | 0
60191 | TWE New Bern Solar Project, LLC | TWE New Bern Solar Project, LLC | NC | 100% | FALSE | 6506 | 0 | 0 | 0 | 0 | 0 | 0 | 0 | 6506 | 0 | 0 | 0 | 0
60193 | Whitethorn Solar LLC | Whitethorn Solar LLC | CA | 100% | FALSE | 6305 | 0 | 0 | 0 | 0 | 0 | 0 | 0 | 6305 | 0 | 0 | 0 | 0
60195 | South Valley Solar Energy Center | PNM Resources | NM | 100% | TRUE | 19000 | 0 | 0 | 0 | 0 | 0 | 0 | 0 | 19000 | 0 | 0 | 0 | 0
60196 | Santa Fe Solar Energy Center | PNM Resources | NM | 100% | TRUE | 21632 | 0 | 0 | 0 | 0 | 0 | 0 | 0 | 21632 | 0 | 0 | 0 | 0
60197 | Santolina Solar Energy Center | PNM Resources | NM | 100% | TRUE | 26382 | 0 | 0 | 0 | 0 | 0 | 0 | 0 | 26382 | 0 | 0 | 0 | 0
60198 | Rio Communities Solar Energy Center | PNM Resources | NM | 100% | TRUE | 24101 | 0 | 0 | 0 | 0 | 0 | 0 | 0 | 24101 | 0 | 0 | 0 | 0
60199 | County Home Solar Center, LLC | Heelstone Energy Holdings, LLC | NC | 100% | FALSE | 3790 | 0 | 0 | 0 | 0 | 0 | 0 | 0 | 3790 | 0 | 0 | 0 | 0
60200 | Laurinburg Solar, LLC (Heelstone) | SRE Utility Solar 1, LLC | NC | 100% | FALSE | 4230 | 0 | 0 | 0 | 0 | 0 | 0 | 0 | 4230 | 0 | 0 | 0 | 0
60201 | CES Cherry Hill Solar | ConEdison | NJ | 100% | FALSE | 1702 | 0 | 0 | 0 | 0 | 0 | 0 | 0 | 1702 | 0 | 0 | 0 | 0
60207 | Hemlock Solar | PSEG | NC | 100% | TRUE | 8057 | 0 | 0 | 0 | 0 | 0 | 0 | 0 | 8057 | 0 | 0 | 0 | 0
60208 | Long Farm 46 Solar, LLC | Long Farm 46 Solar, LLC | NC | 100% | FALSE | 8004 | 0 | 0 | 0 | 0 | 0 | 0 | 0 | 8004 | 0 | 0 | 0 | 0
60209 | HXNAir Solar One | PSEG | NC | 100% | TRUE | 15 | 0 | 0 | 0 | 0 | 0 | 0 | 0 | 15 | 0 | 0 | 0 | 0
60210 | Cotton Plains Wind Farm | Apex Clean Energy | TX | 100% | FALSE | 161739 | 0 | 0 | 0 | 0 | 0 | 0 | 0 | 161739 | 0 | 0 | 0 | 0
60217 | Rocksprings | Akuo Energy | TX | 100% | FALSE | 116597 | 0 | 0 | 0 | 0 | 0 | 0 | 0 | 116597 | 0 | 0 | 0 | 0
60218 | Frontier Windpower | Duke | OK | 100% | TRUE | 675157 | 0 | 0 | 0 | 0 | 0 | 0 | 0 | 675157 | 0 | 0 | 0 | 0
60219 | Strata Roof 1 | Strata Roof 1, LLC | CA | 100% | FALSE | 1574 | 0 | 0 | 0 | 0 | 0 | 0 | 0 | 1574 | 0 | 0 | 0 | 0
60220 | Zero Waste Energy Development Co LLC | Zero Waste Energy Development Company LLC | CA | 100% | FALSE | 6957 | 0 | 0 | 0 | 0 | 0 | 0 | 6957 | 0 | 0 | 0 | 0 | 0
60222 | Bristol Plant | Ingenco Renewable Development, LLC | VA | 100% | FALSE | 9450 | 622.764 | 0 | 0 | 622.764 | 0 | 0 | 8827.236 | 0 | 567.7281 | 0 | 0 | 0
60226 | Rancho Seco Solar, LLC | Rancho Seco Solar, LLC | CA | 100% | FALSE | 23680 | 0 | 0 | 0 | 0 | 0 | 0 | 0 | 23680 | 0 | 0 | 0 | 0
60234 | Belle Haven Diesel Generation Facility | Old Dominion Electric Coop | VA | 100% | FALSE | 114 | 114 | 0 | 0 | 114 | 0 | 0 | 0 | 0 | 88.9419 | 0 | 0 | 0
60235 | Perdue Diesel Generation Facility | Old Dominion Electric Coop | VA | 100% | FALSE | 116 | 116 | 0 | 0 | 116 | 0 | 0 | 0 | 0 | 90.6539 | 0 | 0 | 0
60236 | Onancock Diesel Generation Facility | Old Dominion Electric Coop | VA | 100% | FALSE | 118 | 118 | 0 | 0 | 118 | 0 | 0 | 0 | 0 | 92.1213 | 0 | 0 | 0
60237 | Midway Solar Farm II | Dominion | CA | 100% | TRUE | 71792 | 0 | 0 | 0 | 0 | 0 | 0 | 0 | 71792 | 0 | 0 | 0 | 0
60238 | McDonald Solar Farm, LLC | Cypress Creek Renewables | IN | 100% | FALSE | 9126 | 0 | 0 | 0 | 0 | 0 | 0 | 0 | 9126 | 0 | 0 | 0 | 0
60239 | Pastime Farm, LLC | Cypress Creek Renewables | IN | 100% | FALSE | 9321 | 0 | 0 | 0 | 0 | 0 | 0 | 0 | 9321 | 0 | 0 | 0 | 0
60240 | Yanceyville Farm 3, LLC | Yanceyville Farm 3, LLC | NC | 100% | FALSE | 9234 | 0 | 0 | 0 | 0 | 0 | 0 | 0 | 9234 | 0 | 0 | 0 | 0
60241 | Union Renewable Energy Facility | Lockhart Power Co | SC | 100% | FALSE | 18549 | 0 | 0 | 0 | 0 | 0 | 0 | 18549 | 0 | 0 | 0 | 0 | 0
60242 | Algonquin SKIC 10 Solar, LLC | Algonquin Power | CA | 100% | FALSE | 22211 | 0 | 0 | 0 | 0 | 0 | 0 | 0 | 22211 | 0 | 0 | 0 | 0
60243 | Ambler | Alaska Village Elec Coop, Inc | AK | 100% | FALSE | 1279 | 1279 | 0 | 0 | 1279 | 0 | 0 | 0 | 0 | 1036.8129 | 0 | 0 | 0
60244 | Marshall | Alaska Village Elec Coop, Inc | AK | 100% | FALSE | 1436 | 1436 | 0 | 0 | 1436 | 0 | 0 | 0 | 0 | 1230.7568 | 0 | 0 | 0
60245 | New Stuyahok | Alaska Village Elec Coop, Inc | AK | 100% | FALSE | 1680 | 1680 | 0 | 0 | 1680 | 0 | 0 | 0 | 0 | 1164.3153 | 0 | 0 | 0
60247 | Valley View Solar | SR Clinch | CO | 100% | FALSE | 9103 | 0 | 0 | 0 | 0 | 0 | 0 | 0 | 9103 | 0 | 0 | 0 | 0
60248 | Skylark | SR Clinch | CO | 100% | FALSE | 9121 | 0 | 0 | 0 | 0 | 0 | 0 | 0 | 9121 | 0 | 0 | 0 | 0
60249 | Silicon Valley Clean Water | Silicon Valley Clean Water | CA | 100% | FALSE | 7384 | 728.439 | 0 | 728.439 | 0 | 0 | 0 | 6655.561 | 0 | 245.8762 | 0 | 0 | 0
60250 | Swampy Acres | Kodiak Electric Assn Inc | AK | 100% | FALSE | 36 | 36 | 0 | 0 | 36 | 0 | 0 | 0 | 0 | 246.934 | 0 | 0 | 0
60251 | IMPA Huntingburg Solar Park | Indiana Municipal Power Agency | IN | 100% | FALSE | 3003 | 0 | 0 | 0 | 0 | 0 | 0 | 0 | 3003 | 0 | 0 | 0 | 0
60252 | IMPA Washington Solar Park | Indiana Municipal Power Agency | IN | 100% | FALSE | 5686 | 0 | 0 | 0 | 0 | 0 | 0 | 0 | 5686 | 0 | 0 | 0 | 0
60253 | IMPA Anderson Solar Park | Indiana Municipal Power Agency | IN | 100% | FALSE | 6731 | 0 | 0 | 0 | 0 | 0 | 0 | 0 | 6731 | 0 | 0 | 0 | 0
60255 | Weymouth Solar Plant | Metropolitan Water District of S CA | CA | 100% | FALSE | 6095 | 0 | 0 | 0 | 0 | 0 | 0 | 0 | 6095 | 0 | 0 | 0 | 0
60256 | Bluestem | Exelon | OK | 51% | TRUE | 405033.33 | 0 | 0 | 0 | 0 | 0 | 0 | 0 | 405033.33 | 0 | 0 | 0 | 0
60256 | Bluestem | ExGen Renewables Partners, LLC | OK | 49% | FALSE | 389149.67 | 0 | 0 | 0 | 0 | 0 | 0 | 0 | 389149.67 | 0 | 0 | 0 | 0
60257 | Stainback Solar Farm | Cypress Creek Renewables | NC | 100% | FALSE | 9982 | 0 | 0 | 0 | 0 | 0 | 0 | 0 | 9982 | 0 | 0 | 0 | 0
60258 | Alta Luna | Tri-State | NM | 100% | TRUE | 72422 | 0 | 0 | 0 | 0 | 0 | 0 | 0 | 72422 | 0 | 0 | 0 | 0
60259 | Pioneer Wind Park, LLC | AES | WY | 50% | TRUE | 134588.5 | 0 | 0 | 0 | 0 | 0 | 0 | 0 | 134588.5 | 0 | 0 | 0 | 0
60259 | Pioneer Wind Park, LLC | AIMCo | WY | 50% | FALSE | 134588.5 | 0 | 0 | 0 | 0 | 0 | 0 | 0 | 134588.5 | 0 | 0 | 0 | 0
60260 | Brevig Mission | Alaska Village Elec Coop, Inc | AK | 100% | FALSE | 1148 | 1148 | 0 | 0 | 1148 | 0 | 0 | 0 | 0 | 931.974 | 0 | 0 | 0
60261 | Playa Solar 2 | EDF | NV | 100% | TRUE | 64872 | 0 | 0 | 0 | 0 | 0 | 0 | 0 | 64872 | 0 | 0 | 0 | 0
60262 | Prairie Breeze II | Invenergy | NE | 100% | TRUE | 311676 | 0 | 0 | 0 | 0 | 0 | 0 | 0 | 311676 | 0 | 0 | 0 | 0
60263 | Durham AWTF | Clean Water Services | OR | 100% | FALSE | 10832 | 0 | 0 | 0 | 0 | 0 | 0 | 10832 | 0 | 0 | 0 | 0 | 0
60265 | Junction Road | NJR Clean Energy Ventures Corporation | NJ | 100% | FALSE | 6876 | 0 | 0 | 0 | 0 | 0 | 0 | 0 | 6876 | 0 | 0 | 0 | 0
60266 | Cedar Branch | NJR Clean Energy Ventures Corporation | NJ | 100% | FALSE | 9716 | 0 | 0 | 0 | 0 | 0 | 0 | 0 | 9716 | 0 | 0 | 0 | 0
60267 | Sharon Station | NJR Clean Energy Ventures Corporation | NJ | 100% | FALSE | 4192 | 0 | 0 | 0 | 0 | 0 | 0 | 0 | 4192 | 0 | 0 | 0 | 0
60274 | CED Westfield Solar, LLC | ConEdison | MA | 100% | FALSE | 3148 | 0 | 0 | 0 | 0 | 0 | 0 | 0 | 3148 | 0 | 0 | 0 | 0
60275 | Westside Solar Power PV1 | Westside Assets LLC | CA | 100% | FALSE | 5042 | 0 | 0 | 0 | 0 | 0 | 0 | 0 | 5042 | 0 | 0 | 0 | 0
60276 | West Groton CHP | Hollingsworth and Vose Co. | MA | 100% | FALSE | 20343 | 20343 | 0 | 20343 | 0 | 0 | 0 | 0 | 0 | 6153.9184 | 0 | 0 | 0
60278 | Southbridge Solar | AES | MA | 50% | TRUE | 1549.96 | 0 | 0 | 0 | 0 | 0 | 0 | 0 | 1549.96 | 0 | 0 | 0 | 0
60278 | Southbridge Solar | AIMCo | MA | 50% | FALSE | 1549.96 | 0 | 0 | 0 | 0 | 0 | 0 | 0 | 1549.96 | 0 | 0 | 0 | 0
60279 | Antelope Big Sky Ranch | AES | CA | 50% | TRUE | 28208 | 0 | 0 | 0 | 0 | 0 | 0 | 0 | 28208 | 0 | 0 | 0 | 0
60279 | Antelope Big Sky Ranch | AIMCo | CA | 50% | FALSE | 28208 | 0 | 0 | 0 | 0 | 0 | 0 | 0 | 28208 | 0 | 0 | 0 | 0
60280 | Summer Solar LLC | AES | CA | 50% | TRUE | 28031.5 | 0 | 0 | 0 | 0 | 0 | 0 | 0 | 28031.5 | 0 | 0 | 0 | 0
60280 | Summer Solar LLC | AIMCo | CA | 50% | FALSE | 28031.5 | 0 | 0 | 0 | 0 | 0 | 0 | 0 | 28031.5 | 0 | 0 | 0 | 0
60281 | Central Antelope Dry Ranch B LLC | AES | CA | 50% | TRUE | 739 | 0 | 0 | 0 | 0 | 0 | 0 | 0 | 739 | 0 | 0 | 0 | 0
60281 | Central Antelope Dry Ranch B LLC | AIMCo | CA | 50% | FALSE | 739 | 0 | 0 | 0 | 0 | 0 | 0 | 0 | 739 | 0 | 0 | 0 | 0
60283 | SR Mavericks | SR Mavericks, LLC | CO | 100% | FALSE | 14450 | 0 | 0 | 0 | 0 | 0 | 0 | 0 | 14450 | 0 | 0 | 0 | 0
60285 | Red Horse III | Red Horse III | AZ | 100% | FALSE | 79348 | 0 | 0 | 0 | 0 | 0 | 0 | 0 | 79348 | 0 | 0 | 0 | 0
60288 | Ajax Solar | Cypress Creek Renewables | NC | 100% | FALSE | 1394 | 0 | 0 | 0 | 0 | 0 | 0 | 0 | 1394 | 0 | 0 | 0 | 0
60293 | St. Matthews Solar | St. Matthews Solar, LLC | SC | 100% | FALSE | 5830 | 0 | 0 | 0 | 0 | 0 | 0 | 0 | 5830 | 0 | 0 | 0 | 0
60297 | Clinton Battery | Exelon | OH | 100% | TRUE | 0 | 0 | 0 | 0 | 0 | 0 | 0 | 0 | 0 | 0 | 0 | 0 | 0
60299 | HMV Minster Energy Storage System | Half Moon Ventures, LLC | OH | 100% | FALSE | 0 | 0 | 0 | 0 | 0 | 0 | 0 | 0 | 0 | 0 | 0 | 0 | 0
60300 | Montana Solar Facility | El Paso Electric | TX | 100% | TRUE | 4851 | 0 | 0 | 0 | 0 | 0 | 0 | 0 | 4851 | 0 | 0 | 0 | 0
60304 | San Isabel Solar, LLC | PSEG | CO | 100% | TRUE | 66668 | 0 | 0 | 0 | 0 | 0 | 0 | 0 | 66668 | 0 | 0 | 0 | 0
60306 | Sumrall I Solar Farm | D.E. Shaw Group | MS | 100% | FALSE | 58235 | 0 | 0 | 0 | 0 | 0 | 0 | 0 | 58235 | 0 | 0 | 0 | 0
60307 | Mesquite Solar 2, LLC | Sempra | AZ | 100% | TRUE | 290897 | 0 | 0 | 0 | 0 | 0 | 0 | 0 | 290897 | 0 | 0 | 0 | 0
60308 | Mesquite Solar 3, LLC | Sempra | AZ | 100% | TRUE | 440600 | 0 | 0 | 0 | 0 | 0 | 0 | 0 | 440600 | 0 | 0 | 0 | 0
60310 | Portal Ridge Solar B, LLC | D.E. Shaw Group | CA | 100% | FALSE | 49188 | 0 | 0 | 0 | 0 | 0 | 0 | 0 | 49188 | 0 | 0 | 0 | 0
60311 | Portal Ridge Solar C, LLC | D.E. Shaw Group | CA | 100% | FALSE | 23670 | 0 | 0 | 0 | 0 | 0 | 0 | 0 | 23670 | 0 | 0 | 0 | 0
60312 | Howell Midland Farm, LLC | Howell Midland Farm, LLC | NC | 100% | FALSE | 9414 | 0 | 0 | 0 | 0 | 0 | 0 | 0 | 9414 | 0 | 0 | 0 | 0
60313 | Augustus Farm, LLC | Augustus Farm, LLC | NC | 100% | FALSE | 10321 | 0 | 0 | 0 | 0 | 0 | 0 | 0 | 10321 | 0 | 0 | 0 | 0
60314 | Prairie Breeze III | Invenergy | NE | 100% | TRUE | 143013 | 0 | 0 | 0 | 0 | 0 | 0 | 0 | 143013 | 0 | 0 | 0 | 0
60316 | Scott Solar Farm | Dominion | VA | 100% | TRUE | 30262 | 0 | 0 | 0 | 0 | 0 | 0 | 0 | 30262 | 0 | 0 | 0 | 0
60318 | Woodland Solar Farm | Dominion | VA | 100% | TRUE | 27546 | 0 | 0 | 0 | 0 | 0 | 0 | 0 | 27546 | 0 | 0 | 0 | 0
60319 | Whitehouse Solar Farm | Dominion | VA | 100% | TRUE | 35636 | 0 | 0 | 0 | 0 | 0 | 0 | 0 | 35636 | 0 | 0 | 0 | 0
60326 | O'Brien Wind | Berkshire Hathaway Energy | IA | 100% | TRUE | 895821 | 0 | 0 | 0 | 0 | 0 | 0 | 0 | 895821 | 0 | 0 | 0 | 0
60327 | East Amwell | NJR Clean Energy Ventures Corporation | NJ | 100% | FALSE | 2767 | 0 | 0 | 0 | 0 | 0 | 0 | 0 | 2767 | 0 | 0 | 0 | 0
60329 | Ringer Hill Wind Farm, LLC | NJR Clean Energy Ventures Corporation | PA | 100% | FALSE | 93053 | 0 | 0 | 0 | 0 | 0 | 0 | 0 | 93053 | 0 | 0 | 0 | 0
60330 | Grove Solar Center, LLC | Coronal Development Services | OR | 100% | FALSE | 12176 | 0 | 0 | 0 | 0 | 0 | 0 | 0 | 12176 | 0 | 0 | 0 | 0
60331 | Hyline Solar Center, LLC | Cypress Creek Renewables | OR | 100% | FALSE | 17361 | 0 | 0 | 0 | 0 | 0 | 0 | 0 | 17361 | 0 | 0 | 0 | 0
60332 | Open Range Solar Center, LLC | Coronal Development Services | OR | 100% | FALSE | 20798 | 0 | 0 | 0 | 0 | 0 | 0 | 0 | 20798 | 0 | 0 | 0 | 0
60333 | Railroad Solar Center, LLC | Cypress Creek Renewables | OR | 100% | FALSE | 9369 | 0 | 0 | 0 | 0 | 0 | 0 | 0 | 9369 | 0 | 0 | 0 | 0
60334 | Thunderegg Solar Center, LLC | Cypress Creek Renewables | OR | 100% | FALSE | 20302 | 0 | 0 | 0 | 0 | 0 | 0 | 0 | 20302 | 0 | 0 | 0 | 0
60335 | Vale Air Solar Center, LLC | Cypress Creek Renewables | OR | 100% | FALSE | 19863 | 0 | 0 | 0 | 0 | 0 | 0 | 0 | 19863 | 0 | 0 | 0 | 0
60337 | Providence Solar | Providence Solar Center, LLC | TN | 100% | FALSE | 3201 | 0 | 0 | 0 | 0 | 0 | 0 | 0 | 3201 | 0 | 0 | 0 | 0
60338 | Electra Wind Farm | Starwood Energy | TX | 51% | TRUE | 469183.17 | 0 | 0 | 0 | 0 | 0 | 0 | 0 | 469183.17 | 0 | 0 | 0 | 0
60338 | Electra Wind Farm | MEAG | TX | 49% | FALSE | 450783.83 | 0 | 0 | 0 | 0 | 0 | 0 | 0 | 450783.83 | 0 | 0 | 0 | 0
60339 | Horse Creek Wind Farm | Starwood Energy | TX | 51% | TRUE | 434285.4 | 0 | 0 | 0 | 0 | 0 | 0 | 0 | 434285.4 | 0 | 0 | 0 | 0
60339 | Horse Creek Wind Farm | MEAG | TX | 49% | FALSE | 417254.6 | 0 | 0 | 0 | 0 | 0 | 0 | 0 | 417254.6 | 0 | 0 | 0 | 0
60340 | Albany Green Energy | Exelon | GA | 99% | TRUE | 189394.9249 | 775.6502 | 0 | 775.6502 | 0 | 0 | 0 | 188619.2748 | 0 | 515.5335 | 8.5298 | 90.7236 | 0
60340 | Albany Green Energy | Other | GA | 1% | FALSE | 1913.08 | 7.8349 | 0 | 7.8349 | 0 | 0 | 0 | 1905.2452 | 0 | 5.2074 | 0.08616 | 0.9164 | 0
60341 | Wal-Mart Truth or Consequences PV | SSA Solar of NM 3, LLC | NM | 100% | FALSE | 1915 | 0 | 0 | 0 | 0 | 0 | 0 | 0 | 1915 | 0 | 0 | 0 | 0
60342 | Ida Grove Wind | Berkshire Hathaway Energy | IA | 100% | TRUE | 1194675 | 0 | 0 | 0 | 0 | 0 | 0 | 0 | 1194675 | 0 | 0 | 0 | 0
60344 | Sudbury Solar | Ecos Energy LLC | VT | 100% | FALSE | 3112 | 0 | 0 | 0 | 0 | 0 | 0 | 0 | 3112 | 0 | 0 | 0 | 0
60346 | Demille Solar Farm | DTE Energy | MI | 100% | TRUE | 25128 | 0 | 0 | 0 | 0 | 0 | 0 | 0 | 25128 | 0 | 0 | 0 | 0
60347 | Turrill Solar Farm | DTE Energy | MI | 100% | TRUE | 18350 | 0 | 0 | 0 | 0 | 0 | 0 | 0 | 18350 | 0 | 0 | 0 | 0
60348 | O'Shea Solar Farm | DTE Energy | MI | 100% | TRUE | 1360 | 0 | 0 | 0 | 0 | 0 | 0 | 0 | 1360 | 0 | 0 | 0 | 0
60350 | NRG Solar Las Vegas MB 2, LLC | NRG | NV | 100% | TRUE | 3015 | 0 | 0 | 0 | 0 | 0 | 0 | 0 | 3015 | 0 | 0 | 0 | 0
60351 | Bison Solar LLC | Bison Solar LLC | CO | 100% | FALSE | 59168 | 0 | 0 | 0 | 0 | 0 | 0 | 0 | 59168 | 0 | 0 | 0 | 0
60353 | Cecil County CCVT HS | Brookfield | MD | 51% | TRUE | 1759.5 | 0 | 0 | 0 | 0 | 0 | 0 | 0 | 1759.5 | 0 | 0 | 0 | 0
60353 | Cecil County CCVT HS | TerraForm Power | MD | 49% | FALSE | 1690.5 | 0 | 0 | 0 | 0 | 0 | 0 | 0 | 1690.5 | 0 | 0 | 0 | 0
60354 | Brady II Wind Energy Center | NextEra Energy | ND | 65.1% | TRUE | 427082.04 | 0 | 0 | 0 | 0 | 0 | 0 | 0 | 427082.04 | 0 | 0 | 0 | 0
60354 | Brady II Wind Energy Center | NextEra Energy Partners | ND | 34.9% | FALSE | 228957.96 | 0 | 0 | 0 | 0 | 0 | 0 | 0 | 228957.96 | 0 | 0 | 0 | 0
60355 | Brady Wind Energy Center | NextEra Energy | ND | 65.1% | TRUE | 444601.101 | 0 | 0 | 0 | 0 | 0 | 0 | 0 | 444601.101 | 0 | 0 | 0 | 0
60355 | Brady Wind Energy Center | NextEra Energy Partners | ND | 34.9% | FALSE | 238349.899 | 0 | 0 | 0 | 0 | 0 | 0 | 0 | 238349.899 | 0 | 0 | 0 | 0
60361 | Wortham Solar Farm | Cypress Creek Renewables | NC | 100% | FALSE | 8979 | 0 | 0 | 0 | 0 | 0 | 0 | 0 | 8979 | 0 | 0 | 0 | 0
60363 | White Farm Solar, LLC | Cypress Creek Renewables | NC | 100% | FALSE | 10162 | 0 | 0 | 0 | 0 | 0 | 0 | 0 | 10162 | 0 | 0 | 0 | 0
60366 | Old Settler Wind | Old Settler Wind, LLC | TX | 100% | FALSE | 401005 | 0 | 0 | 0 | 0 | 0 | 0 | 0 | 401005 | 0 | 0 | 0 | 0
60367 | Snow Camp Solar, LLC | Cypress Creek Renewables | NC | 100% | FALSE | 11598 | 0 | 0 | 0 | 0 | 0 | 0 | 0 | 11598 | 0 | 0 | 0 | 0
60369 | Battleboro Farm | Cypress Creek Renewables | NC | 100% | FALSE | 8814 | 0 | 0 | 0 | 0 | 0 | 0 | 0 | 8814 | 0 | 0 | 0 | 0
60370 | Flint Hill Solar, LLC | Cypress Creek Renewables | NC | 100% | FALSE | 9644 | 0 | 0 | 0 | 0 | 0 | 0 | 0 | 9644 | 0 | 0 | 0 | 0
60371 | Legoland Solar | Emera | FL | 100% | TRUE | 2532 | 0 | 0 | 0 | 0 | 0 | 0 | 0 | 2532 | 0 | 0 | 0 | 0
60372 | Lamesa Solar | Southern | TX | 100% | TRUE | 193599 | 0 | 0 | 0 | 0 | 0 | 0 | 0 | 193599 | 0 | 0 | 0 | 0
60375 | ILR Landfill | ILR Landfill | NJ | 100% | FALSE | 9300 | 0 | 0 | 0 | 0 | 0 | 0 | 0 | 9300 | 0 | 0 | 0 | 0
60378 | NHA at Mansfield NJ | Exelon | NJ | 100% | TRUE | 7504 | 0 | 0 | 0 | 0 | 0 | 0 | 0 | 7504 | 0 | 0 | 0 | 0
60380 | Shoe Creek Solar, LLC | Cypress Creek Renewables | NC | 100% | FALSE | 0 | 0 | 0 | 0 | 0 | 0 | 0 | 0 | 0 | 0 | 0 | 0 | 0
60381 | Sulphur Springs | Solar Star Arizona XIII, LLC | AZ | 100% | FALSE | 52961 | 0 | 0 | 0 | 0 | 0 | 0 | 0 | 52961 | 0 | 0 | 0 | 0
60383 | Monroe Solar Facility | Duke | NC | 100% | TRUE | 87404 | 0 | 0 | 0 | 0 | 0 | 0 | 0 | 87404 | 0 | 0 | 0 | 0
60384 | Hertford Solar Farm | SolNCPower10, LLC | NC | 100% | FALSE | 8042 | 0 | 0 | 0 | 0 | 0 | 0 | 0 | 8042 | 0 | 0 | 0 | 0
60385 | Santa Rita Jail Fuel Cell | SRJFC, LLC | CA | 100% | FALSE | 11023 | 11023 | 0 | 11023 | 0 | 0 | 0 | 0 | 0 | 5231.7804 | 0 | 0 | 0
60388 | Granger Energy of Morgantown | Energy Developments, Inc II | PA | 100% | FALSE | 2289 | 0 | 0 | 0 | 0 | 0 | 0 | 2289 | 0 | 0 | 0 | 0 | 0
60389 | RE Barren Ridge 1 | RE Barren Ridge 1, LLC | CA | 100% | FALSE | 177969 | 0 | 0 | 0 | 0 | 0 | 0 | 0 | 177969 | 0 | 0 | 0 | 0
60390 | Beech Ridge Energy Storage | Invenergy | WV | 100% | TRUE | 0 | 0 | 0 | 0 | 0 | 0 | 0 | 0 | 0 | 0 | 0 | 0 | 0
60391 | SJA Solar LLC-Solterra Monastery | SJA Solar, LLC | MA | 100% | FALSE | 23228 | 0 | 0 | 0 | 0 | 0 | 0 | 0 | 23228 | 0 | 0 | 0 | 0
60392 | Pfizer Groton Fuel Cell | Groton Station Fuel Cell, LLC | CT | 100% | FALSE | 41973 | 41973 | 0 | 41973 | 0 | 0 | 0 | 0 | 0 | 20816.1354 | 0 | 0 | 0
60395 | MC1 Solar | MC1 Solar Farm, LLC | NC | 100% | FALSE | 9616 | 0 | 0 | 0 | 0 | 0 | 0 | 0 | 9616 | 0 | 0 | 0 | 0
60396 | St. Pauls Solar 1, LLC | St. Pauls Solar 1, LLC | NC | 100% | FALSE | 8269 | 0 | 0 | 0 | 0 | 0 | 0 | 0 | 8269 | 0 | 0 | 0 | 0
60397 | Kennedy Solar, LLC | Kennedy Solar, LLC | NC | 100% | FALSE | 5243 | 0 | 0 | 0 | 0 | 0 | 0 | 0 | 5243 | 0 | 0 | 0 | 0
60398 | Innovative Solar 65 | Innovative Solar 65, LLC | NC | 100% | FALSE | 8122 | 0 | 0 | 0 | 0 | 0 | 0 | 0 | 8122 | 0 | 0 | 0 | 0
60399 | Lincoln Solar, LLC (NC) | Lincoln Solar, LLC | NC | 100% | FALSE | 9567 | 0 | 0 | 0 | 0 | 0 | 0 | 0 | 9567 | 0 | 0 | 0 | 0
60400 | Exum Farm Solar, LLC | Exum Farm Solar, LLC | NC | 100% | FALSE | 9103 | 0 | 0 | 0 | 0 | 0 | 0 | 0 | 9103 | 0 | 0 | 0 | 0
60401 | Bizzell Church Solar 1, LLC | Cypress Creek Renewables | NC | 100% | FALSE | 10026 | 0 | 0 | 0 | 0 | 0 | 0 | 0 | 10026 | 0 | 0 | 0 | 0
60402 | CB Bladen Solar, LLC | Cypress Creek Renewables | NC | 100% | FALSE | 10110 | 0 | 0 | 0 | 0 | 0 | 0 | 0 | 10110 | 0 | 0 | 0 | 0
60403 | Currin Solar, LLC | Cypress Creek Renewables | NC | 100% | FALSE | 9353 | 0 | 0 | 0 | 0 | 0 | 0 | 0 | 9353 | 0 | 0 | 0 | 0
60404 | Pisgah Mountain Wind | Pisgah Mountain, LLC | ME | 100% | FALSE | 30387 | 0 | 0 | 0 | 0 | 0 | 0 | 0 | 30387 | 0 | 0 | 0 | 0
60405 | Chaves Solar, LLC | NextEra Energy | NM | 100% | TRUE | 174066 | 0 | 0 | 0 | 0 | 0 | 0 | 0 | 174066 | 0 | 0 | 0 | 0
60406 | Roswell Solar, LLC | NextEra Energy | NM | 100% | TRUE | 171448 | 0 | 0 | 0 | 0 | 0 | 0 | 0 | 171448 | 0 | 0 | 0 | 0
60408 | Nash 97 Solar, LLC | Cypress Creek Renewables | NC | 100% | FALSE | 9840 | 0 | 0 | 0 | 0 | 0 | 0 | 0 | 9840 | 0 | 0 | 0 | 0
60409 | South Winston Farm, LLC | Cypress Creek Renewables | NC | 100% | FALSE | 9408 | 0 | 0 | 0 | 0 | 0 | 0 | 0 | 9408 | 0 | 0 | 0 | 0
60410 | Sullivan Solar, LLC | Cypress Creek Renewables | IN | 100% | FALSE | 9643 | 0 | 0 | 0 | 0 | 0 | 0 | 0 | 9643 | 0 | 0 | 0 | 0
60412 | Munro Valley Solar | Ecos Energy LLC | CA | 100% | FALSE | 8651 | 0 | 0 | 0 | 0 | 0 | 0 | 0 | 8651 | 0 | 0 | 0 | 0
60413 | Bonnybrooke PV | Apple, Inc | AZ | 100% | FALSE | 134856 | 0 | 0 | 0 | 0 | 0 | 0 | 0 | 134856 | 0 | 0 | 0 | 0
60414 | Bethel Wind Farm LLC | Southern | TX | 100% | TRUE | 1159662 | 0 | 0 | 0 | 0 | 0 | 0 | 0 | 1159662 | 0 | 0 | 0 | 0
60415 | Hardison Farm Solar, LLC | Cypress Creek Renewables | NC | 100% | FALSE | 10136 | 0 | 0 | 0 | 0 | 0 | 0 | 0 | 10136 | 0 | 0 | 0 | 0
60416 | Maxton Solar, LLC | Cypress Creek Renewables | NC | 100% | FALSE | 10337 | 0 | 0 | 0 | 0 | 0 | 0 | 0 | 10337 | 0 | 0 | 0 | 0
60417 | Modlin Solar Farm | Cypress Creek Renewables | NC | 100% | FALSE | 10066 | 0 | 0 | 0 | 0 | 0 | 0 | 0 | 10066 | 0 | 0 | 0 | 0
60419 | Don A Campbell 2 Geothermal | ORNI 37 LLC | NV | 100% | FALSE | 172881 | 0 | 0 | 0 | 0 | 0 | 0 | 0 | 172881 | 0 | 0 | 0 | 0
60421 | Veyo Heat Recovery Project | Utah Associated Mun Power Sys | UT | 100% | FALSE | 52917 | 0 | 0 | 0 | 0 | 0 | 0 | 52917 | 0 | 0 | 0 | 0 | 0
60422 | Morgan's Corner | Dominion | NC | 100% | TRUE | 33448 | 0 | 0 | 0 | 0 | 0 | 0 | 0 | 33448 | 0 | 0 | 0 | 0
60423 | Fairhaven C | Clean Energy Collective LLC | MA | 100% | FALSE | 1563 | 0 | 0 | 0 | 0 | 0 | 0 | 0 | 1563 | 0 | 0 | 0 | 0
60424 | West Bridgewater AB CSG | Clean Energy Collective LLC | MA | 100% | FALSE | 1291 | 0 | 0 | 0 | 0 | 0 | 0 | 0 | 1291 | 0 | 0 | 0 | 0
60425 | Skidmore College | WGL Energy Systems, Inc | NY | 100% | FALSE | 2500 | 0 | 0 | 0 | 0 | 0 | 0 | 0 | 2500 | 0 | 0 | 0 | 0
60428 | CA Dept of Public Health at Richmond | Exelon | CA | 100% | TRUE | 4320 | 0 | 0 | 0 | 0 | 0 | 0 | 0 | 4320 | 0 | 0 | 0 | 0
60431 | Tompkins Cortland Community College | SEC LHNY Solar One, LLC | NY | 100% | FALSE | 2505 | 0 | 0 | 0 | 0 | 0 | 0 | 0 | 2505 | 0 | 0 | 0 | 0
60435 | Crane Solar Facility | Duke | IN | 100% | TRUE | 20116 | 0 | 0 | 0 | 0 | 0 | 0 | 0 | 20116 | 0 | 0 | 0 | 0
60436 | East Pecos Solar | Southern | TX | 100% | TRUE | 241679 | 0 | 0 | 0 | 0 | 0 | 0 | 0 | 241679 | 0 | 0 | 0 | 0
60437 | Bernards Solar | NJR Clean Energy Ventures Corporation | NJ | 100% | FALSE | 4465 | 0 | 0 | 0 | 0 | 0 | 0 | 0 | 4465 | 0 | 0 | 0 | 0
60441 | Salem Smart Power Center | Portland General Electric | OR | 100% | TRUE | 0 | 0 | 0 | 0 | 0 | 0 | 0 | 0 | 0 | 0 | 0 | 0 | 0
60442 | Carver MA 1 | Clean Energy Collective LLC | MA | 100% | FALSE | 3031 | 0 | 0 | 0 | 0 | 0 | 0 | 0 | 3031 | 0 | 0 | 0 | 0
60443 | Wareham MA 1 | Clean Energy Collective LLC | MA | 100% | FALSE | 3051 | 0 | 0 | 0 | 0 | 0 | 0 | 0 | 3051 | 0 | 0 | 0 | 0
60444 | Glacier Battery Storage | Puget Holdings | WA | 100% | TRUE | 746 | 0 | 0 | 0 | 0 | 0 | 0 | 746 | 0 | 0 | 0 | 0 | 0
60445 | ID Solar | Cypress Creek Renewables | ID | 100% | FALSE | 88678 | 0 | 0 | 0 | 0 | 0 | 0 | 0 | 88678 | 0 | 0 | 0 | 0
60446 | E&B Resources | WGL Energy Systems, Inc | CA | 100% | FALSE | 2286 | 0 | 0 | 0 | 0 | 0 | 0 | 0 | 2286 | 0 | 0 | 0 | 0
60447 | Presbyterian Senior Living Service | WGL Energy Systems, Inc | MD | 100% | FALSE | 1429 | 0 | 0 | 0 | 0 | 0 | 0 | 0 | 1429 | 0 | 0 | 0 | 0
60448 | Valdosta | WGL Energy Systems, Inc | GA | 100% | FALSE | 1770 | 0 | 0 | 0 | 0 | 0 | 0 | 0 | 1770 | 0 | 0 | 0 | 0
60449 | Pavant Solar II LLC | PSEG | UT | 100% | TRUE | 119175 | 0 | 0 | 0 | 0 | 0 | 0 | 0 | 119175 | 0 | 0 | 0 | 0
60450 | Corcoran | WGL Energy Systems, Inc | CA | 100% | FALSE | 1929 | 0 | 0 | 0 | 0 | 0 | 0 | 0 | 1929 | 0 | 0 | 0 | 0
60451 | Brookside | WGL Energy Systems, Inc | RI | 100% | FALSE | 732 | 0 | 0 | 0 | 0 | 0 | 0 | 0 | 732 | 0 | 0 | 0 | 0
60452 | Calverton | WGL Energy Systems, Inc | NY | 100% | FALSE | 4573 | 0 | 0 | 0 | 0 | 0 | 0 | 0 | 4573 | 0 | 0 | 0 | 0
60453 | Cummins, Inc | WGL Energy Systems, Inc | NY | 100% | FALSE | 2033 | 0 | 0 | 0 | 0 | 0 | 0 | 0 | 2033 | 0 | 0 | 0 | 0
60454 | Houghton | WGL Energy Systems, Inc | NY | 100% | FALSE | 2616 | 0 | 0 | 0 | 0 | 0 | 0 | 0 | 2616 | 0 | 0 | 0 | 0
60455 | Oneida - South | Oneida DG Solar, LLC | NY | 100% | FALSE | 2576 | 0 | 0 | 0 | 0 | 0 | 0 | 0 | 2576 | 0 | 0 | 0 | 0
60456 | Oneida - West | Oneida DG Solar, LLC | NY | 100% | FALSE | 2376 | 0 | 0 | 0 | 0 | 0 | 0 | 0 | 2376 | 0 | 0 | 0 | 0
60457 | Athens Energy | Athens Energy, LLC | ME | 100% | FALSE | 53348 | 0 | 0 | 0 | 0 | 0 | 0 | 53348 | 0 | 0 | 0 | 0 | 0
60458 | Hardwick-Athol & Eagle Hill | SEC CRSD Solar One, LLC | MA | 100% | FALSE | 3657 | 0 | 0 | 0 | 0 | 0 | 0 | 0 | 3657 | 0 | 0 | 0 | 0
60459 | Port Comfort Power LLC | Peaker Power, LLC | TX | 100% | FALSE | 19515 | 19515 | 0 | 19515 | 0 | 0 | 0 | 0 | 0 | 11554.0776 | 0 | 0 | 0
60460 | Chamon Power LLC | Peaker Power, LLC | TX | 100% | FALSE | 5640 | 5640 | 0 | 5640 | 0 | 0 | 0 | 0 | 0 | 3457.93 | 0 | 0 | 0
60467 | Red Rock | Pinnacle West | AZ | 100% | TRUE | 114733 | 0 | 0 | 0 | 0 | 0 | 0 | 0 | 114733 | 0 | 0 | 0 | 0
60469 | Solar Glynn | Cypress Creek Renewables | GA | 100% | FALSE | 32272 | 0 | 0 | 0 | 0 | 0 | 0 | 0 | 32272 | 0 | 0 | 0 | 0
60470 | Paulding Wind Farm III | Paulding Wind Farm III LLC | OH | 100% | FALSE | 323573 | 0 | 0 | 0 | 0 | 0 | 0 | 0 | 323573 | 0 | 0 | 0 | 0
60472 | CPS 1 | Clean Energy Collective LLC | TX | 100% | FALSE | 2089 | 0 | 0 | 0 | 0 | 0 | 0 | 0 | 2089 | 0 | 0 | 0 | 0
60473 | Westport MA 1 | Clean Energy Collective LLC | MA | 100% | FALSE | 2069 | 0 | 0 | 0 | 0 | 0 | 0 | 0 | 2069 | 0 | 0 | 0 | 0
60476 | Westport MA 2 | Clean Energy Collective LLC | MA | 100% | FALSE | 1839 | 0 | 0 | 0 | 0 | 0 | 0 | 0 | 1839 | 0 | 0 | 0 | 0
60477 | Bethlehem - East | DG Bethlehem Solar, LLC | NY | 100% | FALSE | 1172 | 0 | 0 | 0 | 0 | 0 | 0 | 0 | 1172 | 0 | 0 | 0 | 0
60478 | Bethlehem - West | DG Bethlehem Solar, LLC | NY | 100% | FALSE | 1548 | 0 | 0 | 0 | 0 | 0 | 0 | 0 | 1548 | 0 | 0 | 0 | 0
60480 | Germantown Solar, LLC | Cypress Creek Renewables | NC | 100% | FALSE | 2919 | 0 | 0 | 0 | 0 | 0 | 0 | 0 | 2919 | 0 | 0 | 0 | 0
60484 | Williamston West Farm, LLC | Williamston West Farm, LLC | NC | 100% | FALSE | 8664 | 0 | 0 | 0 | 0 | 0 | 0 | 0 | 8664 | 0 | 0 | 0 | 0
60485 | Longboat Solar, LLC | Duke | CA | 100% | TRUE | 58846 | 0 | 0 | 0 | 0 | 0 | 0 | 0 | 58846 | 0 | 0 | 0 | 0
60486 | Greenfield Wind - MT | Greenbacker Renewable Energy Corporation | MT | 100% | FALSE | 82203 | 0 | 0 | 0 | 0 | 0 | 0 | 0 | 82203 | 0 | 0 | 0 | 0
60487 | River Road Solar, LLC | River Road Solar, LLC | NC | 100% | FALSE | 8142 | 0 | 0 | 0 | 0 | 0 | 0 | 0 | 8142 | 0 | 0 | 0 | 0
60489 | Hamilton Solar-Crosswicks | Hartz Solar Hamilton LLC | NJ | 100% | FALSE | 10420 | 0 | 0 | 0 | 0 | 0 | 0 | 0 | 10420 | 0 | 0 | 0 | 0
60490 | Redwood 4 Solar Farm | 55 KR 8me LLC | CA | 100% | FALSE | 380 | 0 | 0 | 0 | 0 | 0 | 0 | 0 | 380 | 0 | 0 | 0 | 0
60497 | SR Skylark B | SR Skylark B, LLC | CO | 100% | FALSE | 4424 | 0 | 0 | 0 | 0 | 0 | 0 | 0 | 4424 | 0 | 0 | 0 | 0
60499 | Jefferson Avenue | Hartz Solar LLC | NJ | 100% | FALSE | 2096 | 0 | 0 | 0 | 0 | 0 | 0 | 0 | 2096 | 0 | 0 | 0 | 0
60500 | Westside Avenue | Hartz Solar LLC | NJ | 100% | FALSE | 1263 | 0 | 0 | 0 | 0 | 0 | 0 | 0 | 1263 | 0 | 0 | 0 | 0
60501 | Hartz Way | Hartz Solar LLC | NJ | 100% | FALSE | 1320 | 0 | 0 | 0 | 0 | 0 | 0 | 0 | 1320 | 0 | 0 | 0 | 0
60502 | Tyler Bluff Wind Project, LLC | Southern | TX | 100% | TRUE | 417273 | 0 | 0 | 0 | 0 | 0 | 0 | 0 | 417273 | 0 | 0 | 0 | 0
60506 | ETT Presidio NaS Battery | Electric Transmission Texas LLC | TX | 100% | FALSE | 0 | 0 | 0 | 0 | 0 | 0 | 0 | 0 | 0 | 0 | 0 | 0 | 0
60509 | Valley Center | Heelstone Energy Holdings, LLC | CA | 100% | FALSE | 5943 | 0 | 0 | 0 | 0 | 0 | 0 | 0 | 5943 | 0 | 0 | 0 | 0
60511 | Clear Spring Ranch PV Project | DG Colorado Solar, LLC | CO | 100% | FALSE | 21989 | 0 | 0 | 0 | 0 | 0 | 0 | 0 | 21989 | 0 | 0 | 0 | 0
60514 | Seminole | WGL Energy Systems, Inc | GA | 100% | FALSE | 2966 | 0 | 0 | 0 | 0 | 0 | 0 | 0 | 2966 | 0 | 0 | 0 | 0
60516 | Granger | Heelstone Energy Holdings, LLC | CA | 100% | FALSE | 7729 | 0 | 0 | 0 | 0 | 0 | 0 | 0 | 7729 | 0 | 0 | 0 | 0
60518 | Stafford Hill Solar | Gaz Metro | VT | 100% | FALSE | 6819 | 0 | 0 | 0 | 0 | 0 | 0 | 0 | 6819 | 0 | 0 | 0 | 0
60535 | Saluda Solar, LLC | Cypress Creek Renewables | SC | 100% | FALSE | 3390 | 0 | 0 | 0 | 0 | 0 | 0 | 0 | 3390 | 0 | 0 | 0 | 0
60536 | UA Central Utility Plant | University Of Arkansas | AR | 100% | FALSE | 36754 | 36754 | 0 | 36754 | 0 | 0 | 0 | 0 | 0 | 24430.7552 | 0 | 0 | 0
60537 | Limerick Road Solar Farm | Limerick Road Solar, LLC | VT | 100% | FALSE | 3269 | 0 | 0 | 0 | 0 | 0 | 0 | 0 | 3269 | 0 | 0 | 0 | 0
60538 | Langdon Solar Farm, LLC | Langdon Solar Farm, LLC | NC | 100% | FALSE | 9561 | 0 | 0 | 0 | 0 | 0 | 0 | 0 | 9561 | 0 | 0 | 0 | 0
60539 | Innovative Solar 42 | Innovative Solar 42, LLC | NC | 100% | FALSE | 27748 | 0 | 0 | 0 | 0 | 0 | 0 | 0 | 27748 | 0 | 0 | 0 | 0
60541 | Wind GEM | Wind GEM, LLC | IA | 100% | FALSE | 6383 | 0 | 0 | 0 | 0 | 0 | 0 | 0 | 6383 | 0 | 0 | 0 | 0
60542 | 158th Fighter Wing Solar Farm | 158th Fighter Wing | VT | 100% | FALSE | 1616 | 0 | 0 | 0 | 0 | 0 | 0 | 0 | 1616 | 0 | 0 | 0 | 0
60544 | Tri-County Solar Facility | Southern | GA | 100% | TRUE | 1943 | 0 | 0 | 0 | 0 | 0 | 0 | 0 | 1943 | 0 | 0 | 0 | 0
60545 | Grant Plains Wind, LLC | Southern | OK | 100% | TRUE | 520988 | 0 | 0 | 0 | 0 | 0 | 0 | 0 | 520988 | 0 | 0 | 0 | 0
60548 | NorWest Energy 2, LLC | Cypress Creek Renewables | OR | 100% | FALSE | 0 | 0 | 0 | 0 | 0 | 0 | 0 | 0 | 0 | 0 | 0 | 0 | 0
60549 | ZV Solar 3, LLC | SRE Utility Solar 1, LLC | NC | 100% | FALSE | 10379 | 0 | 0 | 0 | 0 | 0 | 0 | 0 | 10379 | 0 | 0 | 0 | 0
60552 | Hattiesburg Solar Farm | Hattiesburg Farm, LLC | MS | 100% | FALSE | 13146 | 0 | 0 | 0 | 0 | 0 | 0 | 0 | 13146 | 0 | 0 | 0 | 0
60553 | Southerland Farm Solar | Southerland Farm Solar, LLC | NC | 100% | FALSE | 9645 | 0 | 0 | 0 | 0 | 0 | 0 | 0 | 9645 | 0 | 0 | 0 | 0
60554 | Hazlehurst II | SR South Loving, LLC | GA | 100% | FALSE | 102130 | 0 | 0 | 0 | 0 | 0 | 0 | 0 | 102130 | 0 | 0 | 0 | 0
60555 | Selmer I | Selmer North Solar I, LLC | TN | 100% | FALSE | 4781 | 0 | 0 | 0 | 0 | 0 | 0 | 0 | 4781 | 0 | 0 | 0 | 0
60556 | Selmer II | Selmer North Solar II, LLC | TN | 100% | FALSE | 8229 | 0 | 0 | 0 | 0 | 0 | 0 | 0 | 8229 | 0 | 0 | 0 | 0
60559 | Marquette Energy Center | City of Marquette - (MI) | MI | 100% | FALSE | 25342 | 25342 | 0 | 22475.039 | 2866.961 | 0 | 0 | 0 | 0 | 13390.9793 | 0 | 0 | 0
60561 | Cedartown Battery Energy Storage Project | Southern | GA | 100% | TRUE | 53 | 0 | 0 | 0 | 0 | 0 | 0 | 53 | 0 | 0 | 0 | 0 | 0
60563 | Flywheel Energy Storage System Microgrid | Kodiak Electric Assn Inc | AK | 100% | FALSE | 0 | 0 | 0 | 0 | 0 | 0 | 0 | 0 | 0 | 0 | 0 | 0 | 0
60565 | Borrego Springs Energy Storage | SDGE Batteries | CA | 100% | FALSE | 0 | 0 | 0 | 0 | 0 | 0 | 0 | 0 | 0 | 0 | 0 | 0 | 0
60566 | Pala Energy Storage Yard | SDGE Batteries | CA | 100% | FALSE | 0 | 0 | 0 | 0 | 0 | 0 | 0 | 0 | 0 | 0 | 0 | 0 | 0
60567 | Ortega Highway Energy Storage | SDGE Batteries | CA | 100% | FALSE | 0 | 0 | 0 | 0 | 0 | 0 | 0 | 0 | 0 | 0 | 0 | 0 | 0
60568 | Canyon Crest Academy | SDGE Batteries | CA | 100% | FALSE | 0 | 0 | 0 | 0 | 0 | 0 | 0 | 0 | 0 | 0 | 0 | 0 | 0
60569 | El Cajon Energy Storage | Sempra | CA | 100% | TRUE | 948 | 0 | 0 | 0 | 0 | 0 | 0 | 948 | 0 | 0 | 0 | 0 | 0
60570 | Escondido Energy Storage | Sempra | CA | 100% | TRUE | 3748 | 0 | 0 | 0 | 0 | 0 | 0 | 3748 | 0 | 0 | 0 | 0 | 0
60571 | North City Cogeneration Facility | City of San Diego | CA | 100% | FALSE | 8260 | 0 | 0 | 0 | 0 | 0 | 0 | 8260 | 0 | 0 | 0 | 0 | 0
60574 | Great Western Wind Energy, LLC | EDF | OK | 50% | TRUE | 428032.5 | 0 | 0 | 0 | 0 | 0 | 0 | 0 | 428032.5 | 0 | 0 | 0 | 0
60574 | Great Western Wind Energy, LLC | Alliant Energy | OK | 50% | TRUE | 428032.5 | 0 | 0 | 0 | 0 | 0 | 0 | 0 | 428032.5 | 0 | 0 | 0 | 0
60575 | Wadesboro Farm 2 | Wadesboro Farm 2, LLC | NC | 100% | FALSE | 10005 | 0 | 0 | 0 | 0 | 0 | 0 | 0 | 10005 | 0 | 0 | 0 | 0
60577 | Hector Farm | Hector Farm, LLC | NC | 100% | FALSE | 9811 | 0 | 0 | 0 | 0 | 0 | 0 | 0 | 9811 | 0 | 0 | 0 | 0
60578 | Kojak Farm | Kojak Farm, LLC | NC | 100% | FALSE | 9550 | 0 | 0 | 0 | 0 | 0 | 0 | 0 | 9550 | 0 | 0 | 0 | 0
60579 | Meriwether Farm | Meriwether Farm, LLC | NC | 100% | FALSE | 9368 | 0 | 0 | 0 | 0 | 0 | 0 | 0 | 9368 | 0 | 0 | 0 | 0
60580 | Soluga Farms III | Soluga Farms III, LLC | NC | 100% | FALSE | 9883 | 0 | 0 | 0 | 0 | 0 | 0 | 0 | 9883 | 0 | 0 | 0 | 0
60581 | Upton County Solar | ConEdison | TX | 100% | FALSE | 21965 | 0 | 0 | 0 | 0 | 0 | 0 | 0 | 21965 | 0 | 0 | 0 | 0
60582 | CoTAL Solar Farm | FL Solar 1, LLC | FL | 100% | FALSE | 3005 | 0 | 0 | 0 | 0 | 0 | 0 | 0 | 3005 | 0 | 0 | 0 | 0
60583 | LaFayette Solar Farm | AL Solar A, LLC | AL | 100% | FALSE | 5773 | 0 | 0 | 0 | 0 | 0 | 0 | 0 | 5773 | 0 | 0 | 0 | 0
60584 | Oceana Solar | Dominion | VA | 100% | TRUE | 943 | 0 | 0 | 0 | 0 | 0 | 0 | 0 | 943 | 0 | 0 | 0 | 0
60585 | Mount Vernon Solar | Walton Electric Member Corp | GA | 100% | FALSE | 1913 | 0 | 0 | 0 | 0 | 0 | 0 | 0 | 1913 | 0 | 0 | 0 | 0
60586 | Pleasant Valley Solar | Walton Electric Member Corp | GA | 100% | FALSE | 5026 | 0 | 0 | 0 | 0 | 0 | 0 | 0 | 5026 | 0 | 0 | 0 | 0
60587 | Kelly Creek Wind Project | EDF | IL | 100% | TRUE | 660673 | 0 | 0 | 0 | 0 | 0 | 0 | 0 | 660673 | 0 | 0 | 0 | 0
60590 | Golden Fields Solar I, LLC | Golden Fields Solar I, LLC | CA | 100% | FALSE | 150342 | 0 | 0 | 0 | 0 | 0 | 0 | 0 | 150342 | 0 | 0 | 0 | 0
60591 | Solar Star California, XLI, LLC | Solar Star California, XLI, LLC | CA | 100% | FALSE | 151680 | 0 | 0 | 0 | 0 | 0 | 0 | 0 | 151680 | 0 | 0 | 0 | 0
60592 | Rush Springs Wind | NextEra Energy | OK | 100% | TRUE | 1017830 | 0 | 0 | 0 | 0 | 0 | 0 | 0 | 1017830 | 0 | 0 | 0 | 0
60593 | UI RCP Woodbridge FC | Avangrid | CT | 100% | TRUE | 18014 | 18014 | 0 | 18014 | 0 | 0 | 0 | 0 | 0 | 7559.8604 | 0 | 0 | 0
60600 | Old Pageland Monroe Road Solar Farm | Cypress Creek Renewables | NC | 100% | FALSE | 10211 | 0 | 0 | 0 | 0 | 0 | 0 | 0 | 10211 | 0 | 0 | 0 | 0
60603 | Jacobson 5 MW Solar | Fortis | AZ | 100% | TRUE | 7863 | 0 | 0 | 0 | 0 | 0 | 0 | 0 | 7863 | 0 | 0 | 0 | 0
60605 | CMEEC - Rogers Rd Solar | Tesla Inc. | CT | 100% | FALSE | 1421 | 0 | 0 | 0 | 0 | 0 | 0 | 0 | 1421 | 0 | 0 | 0 | 0
60611 | Summit Farms Solar | Dominion | NC | 100% | TRUE | 125682 | 0 | 0 | 0 | 0 | 0 | 0 | 0 | 125682 | 0 | 0 | 0 | 0
60616 | BC Solar | BC Solar | OR | 100% | FALSE | 17907 | 0 | 0 | 0 | 0 | 0 | 0 | 0 | 17907 | 0 | 0 | 0 | 0
60617 | AEP Churubusco NaS | AEP | IN | 100% | TRUE | 0 | 0 | 0 | 0 | 0 | 0 | 0 | 0 | 0 | 0 | 0 | 0 | 0
60618 | AEP Bluffton NaS | Ohio Power Co | OH | 100% | FALSE | 0 | 0 | 0 | 0 | 0 | 0 | 0 | 0 | 0 | 0 | 0 | 0 | 0
60621 | Worcester Landfill | City of Worcester DPW | MA | 100% | FALSE | 5565 | 0 | 0 | 0 | 0 | 0 | 0 | 0 | 5565 | 0 | 0 | 0 | 0
60622 | DG AMP Solar Bowling Green | NextEra Energy | OH | 100% | TRUE | 38421 | 0 | 0 | 0 | 0 | 0 | 0 | 0 | 38421 | 0 | 0 | 0 | 0
60625 | NRG Renew Canal 1 CSG LLC | NRG | MA | 100% | TRUE | 917 | 0 | 0 | 0 | 0 | 0 | 0 | 0 | 917 | 0 | 0 | 0 | 0
60629 | Perkins Solar, LLC | Cypress Creek Renewables | NC | 100% | FALSE | 3883 | 0 | 0 | 0 | 0 | 0 | 0 | 0 | 3883 | 0 | 0 | 0 | 0
60631 | Empire Solar | Cypress Creek Renewables | MN | 100% | FALSE | 8203 | 0 | 0 | 0 | 0 | 0 | 0 | 0 | 8203 | 0 | 0 | 0 | 0
60632 | Blue Lake Solar | Cypress Creek Renewables | MN | 100% | FALSE | 4488 | 0 | 0 | 0 | 0 | 0 | 0 | 0 | 4488 | 0 | 0 | 0 | 0
60633 | Gainey Solar, LLC | Cypress Creek Renewables | NC | 100% | FALSE | 4224 | 0 | 0 | 0 | 0 | 0 | 0 | 0 | 4224 | 0 | 0 | 0 | 0
60634 | Auten Road Farm, LLC | Cypress Creek Renewables | NC | 100% | FALSE | 0 | 0 | 0 | 0 | 0 | 0 | 0 | 0 | 0 | 0 | 0 | 0 | 0
60635 | Creech Solar 2, LLC | Cypress Creek Renewables | NC | 100% | FALSE | 9354 | 0 | 0 | 0 | 0 | 0 | 0 | 0 | 9354 | 0 | 0 | 0 | 0
60636 | Bunn Level Farm, LLC | Bunn Level Farm, LLC | NC | 100% | FALSE | 10126 | 0 | 0 | 0 | 0 | 0 | 0 | 0 | 10126 | 0 | 0 | 0 | 0
60637 | Cork Oak Solar | PSEG | NC | 100% | TRUE | 25 | 0 | 0 | 0 | 0 | 0 | 0 | 0 | 25 | 0 | 0 | 0 | 0
60638 | Sunflower Solar | PSEG | NC | 100% | TRUE | 20 | 0 | 0 | 0 | 0 | 0 | 0 | 0 | 20 | 0 | 0 | 0 | 0
60640 | NRG Solar Mule, LLC | NRG | ME | 100% | TRUE | 455 | 0 | 0 | 0 | 0 | 0 | 0 | 0 | 455 | 0 | 0 | 0 | 0
60645 | Javelina Wind Energy II, LLC | NextEra Energy | TX | 100% | TRUE | 772358 | 0 | 0 | 0 | 0 | 0 | 0 | 0 | 772358 | 0 | 0 | 0 | 0
60647 | Shakopee Energy Park | Minnesota Municipal Power Agency | MN | 100% | FALSE | 9653 | 9653 | 0 | 9653 | 0 | 0 | 0 | 0 | 0 | 4790.7579 | 0 | 0 | 0
60651 | North Nash Farm, LLC | North Nash Farm, LLC | NC | 100% | FALSE | 10054 | 0 | 0 | 0 | 0 | 0 | 0 | 0 | 10054 | 0 | 0 | 0 | 0
60656 | McHenry Battery Storage | EDF | IL | 100% | TRUE | 0 | 0 | 0 | 0 | 0 | 0 | 0 | 0 | 0 | 0 | 0 | 0 | 0
60657 | Salt Fork Wind Project, LLC | Southern | TX | 100% | TRUE | 694344 | 0 | 0 | 0 | 0 | 0 | 0 | 0 | 694344 | 0 | 0 | 0 | 0
60658 | Moffett Solar Project | Dominion | SC | 100% | TRUE | 3000 | 0 | 0 | 0 | 0 | 0 | 0 | 0 | 3000 | 0 | 0 | 0 | 0
60659 | Ridgeland Solar Project | Dominion | SC | 100% | TRUE | 12983 | 0 | 0 | 0 | 0 | 0 | 0 | 0 | 12983 | 0 | 0 | 0 | 0
60660 | Willey Battery Utility | Willey Battery Utility, LLC | OH | 100% | FALSE | 0 | 0 | 0 | 0 | 0 | 0 | 0 | 0 | 0 | 0 | 0 | 0 | 0
60661 | Mira Loma Energy Storage Facility | Edison International | CA | 100% | TRUE | 13433 | 0 | 0 | 0 | 0 | 0 | 0 | 13433 | 0 | 0 | 0 | 0 | 0
60662 | Archdiocese of Baltimore J | Exelon | MD | 100% | TRUE | 3591 | 0 | 0 | 0 | 0 | 0 | 0 | 0 | 3591 | 0 | 0 | 0 | 0
60663 | Archdiocese of Baltimore L | Exelon | MD | 100% | TRUE | 3627 | 0 | 0 | 0 | 0 | 0 | 0 | 0 | 3627 | 0 | 0 | 0 | 0
60664 | Baltimore City B | Exelon | MD | 100% | TRUE | 3258 | 0 | 0 | 0 | 0 | 0 | 0 | 0 | 3258 | 0 | 0 | 0 | 0
60665 | Baltimore City D | Exelon | MD | 100% | TRUE | 3304 | 0 | 0 | 0 | 0 | 0 | 0 | 0 | 3304 | 0 | 0 | 0 | 0
60666 | Baltimore City F | Exelon | MD | 100% | TRUE | 3205 | 0 | 0 | 0 | 0 | 0 | 0 | 0 | 3205 | 0 | 0 | 0 | 0
60667 | Baltimore City G | Exelon | MD | 100% | TRUE | 3287 | 0 | 0 | 0 | 0 | 0 | 0 | 0 | 3287 | 0 | 0 | 0 | 0
60668 | City of Havre De Grace C | Exelon | MD | 100% | TRUE | 3315 | 0 | 0 | 0 | 0 | 0 | 0 | 0 | 3315 | 0 | 0 | 0 | 0
60669 | Sod Run WTP A | Exelon | MD | 100% | TRUE | 3600 | 0 | 0 | 0 | 0 | 0 | 0 | 0 | 3600 | 0 | 0 | 0 | 0
60672 | Osborn Wind Energy | NextEra Energy | MO | 100% | TRUE | 730169 | 0 | 0 | 0 | 0 | 0 | 0 | 0 | 730169 | 0 | 0 | 0 | 0
60673 | Nixa Solar, LLC | Nixa Solar, LLC | MO | 100% | FALSE | 1708 | 0 | 0 | 0 | 0 | 0 | 0 | 0 | 1708 | 0 | 0 | 0 | 0
60675 | Turner Energy Storage Project | Avista | WA | 100% | TRUE | 0 | 0 | 0 | 0 | 0 | 0 | 0 | 0 | 0 | 0 | 0 | 0 | 0
60677 | Tannery Road Landfill | Tannery Road Solar, LLC | NY | 100% | FALSE | 2904 | 0 | 0 | 0 | 0 | 0 | 0 | 0 | 2904 | 0 | 0 | 0 | 0
60679 | Fort Rucker Solar Array | Southern | AL | 100% | TRUE | 16206 | 0 | 0 | 0 | 0 | 0 | 0 | 0 | 16206 | 0 | 0 | 0 | 0
60680 | ANAD Solar Array | Southern | AL | 100% | TRUE | 7668 | 0 | 0 | 0 | 0 | 0 | 0 | 0 | 7668 | 0 | 0 | 0 | 0
60682 | Pearl Solar | Berkshire Hathaway Energy | TX | 100% | TRUE | 33277 | 0 | 0 | 0 | 0 | 0 | 0 | 0 | 33277 | 0 | 0 | 0 | 0
60684 | Amphitheater High School Solar | Exelon | AZ | 100% | TRUE | 2290 | 0 | 0 | 0 | 0 | 0 | 0 | 0 | 2290 | 0 | 0 | 0 | 0
60685 | Canyon Del Oro High School Solar | Exelon | AZ | 100% | TRUE | 2559 | 0 | 0 | 0 | 0 | 0 | 0 | 0 | 2559 | 0 | 0 | 0 | 0
60686 | Pierre Solar | Pierre Solar | SD | 100% | FALSE | 2056 | 0 | 0 | 0 | 0 | 0 | 0 | 0 | 2056 | 0 | 0 | 0 | 0
60687 | Cimarron Bend Wind Project I, LLC | Enel | KS | 100% | TRUE | 796118 | 0 | 0 | 0 | 0 | 0 | 0 | 0 | 796118 | 0 | 0 | 0 | 0
60688 | Cimarron Bend Wind Project II, LLC | Enel | KS | 100% | TRUE | 727592 | 0 | 0 | 0 | 0 | 0 | 0 | 0 | 727592 | 0 | 0 | 0 | 0
60689 | Western Plains Wind Farm | Westar | KS | 100% | TRUE | 916110 | 0 | 0 | 0 | 0 | 0 | 0 | 0 | 916110 | 0 | 0 | 0 | 0
60690 | Blue Summit Storage, LLC | NextEra Energy | TX | 100% | TRUE | 0 | 0 | 0 | 0 | 0 | 0 | 0 | 0 | 0 | 0 | 0 | 0 | 0
60700 | Wind Colebrook South | Wind Colebrook South | CT | 100% | FALSE | 12706 | 0 | 0 | 0 | 0 | 0 | 0 | 0 | 12706 | 0 | 0 | 0 | 0
60701 | JED Solid Waste Mgmt Renewable Energy | APTIM Environmental & Infrastructure | FL | 100% | FALSE | 55647 | 0 | 0 | 0 | 0 | 0 | 0 | 55647 | 0 | 0 | 0 | 0 | 0
60702 | Rincon Solar I | Rincon Solar I, LLC | GA | 100% | FALSE | 35877 | 0 | 0 | 0 | 0 | 0 | 0 | 0 | 35877 | 0 | 0 | 0 | 0
60708 | Havre de Grace II - E at Perryman | Exelon | MD | 100% | TRUE | 2109 | 0 | 0 | 0 | 0 | 0 | 0 | 0 | 2109 | 0 | 0 | 0 | 0
60709 | IFF Hazlet Ground | Marina Energy LLC | NJ | 100% | FALSE | 4798 | 0 | 0 | 0 | 0 | 0 | 0 | 0 | 4798 | 0 | 0 | 0 | 0
60710 | Stone Hill Solar | Marina Energy LLC | MA | 100% | FALSE | 3337 | 0 | 0 | 0 | 0 | 0 | 0 | 0 | 3337 | 0 | 0 | 0 | 0
60711 | Chisago Community Solar | Berkshire Hathaway Energy | MN | 100% | TRUE | 6316 | 0 | 0 | 0 | 0 | 0 | 0 | 0 | 6316 | 0 | 0 | 0 | 0
60712 | Ursa Community Solar | Berkshire Hathaway Energy | MN | 100% | TRUE | 7878 | 0 | 0 | 0 | 0 | 0 | 0 | 0 | 7878 | 0 | 0 | 0 | 0
60713 | Sunrise Community Solar | Berkshire Hathaway Energy | MN | 100% | TRUE | 8020 | 0 | 0 | 0 | 0 | 0 | 0 | 0 | 8020 | 0 | 0 | 0 | 0
60714 | Rosemount Community Solar | Berkshire Hathaway Energy | MN | 100% | TRUE | 8004 | 0 | 0 | 0 | 0 | 0 | 0 | 0 | 8004 | 0 | 0 | 0 | 0
60715 | Paynesville Community Solar | Berkshire Hathaway Energy | MN | 100% | TRUE | 8226 | 0 | 0 | 0 | 0 | 0 | 0 | 0 | 8226 | 0 | 0 | 0 | 0
60716 | Orion Community Solar | Berkshire Hathaway Energy | MN | 100% | TRUE | 4767 | 0 | 0 | 0 | 0 | 0 | 0 | 0 | 4767 | 0 | 0 | 0 | 0
60717 | Northfield Community Solar | Berkshire Hathaway Energy | MN | 100% | TRUE | 8168 | 0 | 0 | 0 | 0 | 0 | 0 | 0 | 8168 | 0 | 0 | 0 | 0
60720 | Weld 1 Community Solar Array | Clean Focus Renewables, Inc. | CO | 100% | FALSE | 0 | 0 | 0 | 0 | 0 | 0 | 0 | 0 | 0 | 0 | 0 | 0 | 0
60721 | Green Cow Power | Green Cow Power LLC | IN | 100% | FALSE | 24946 | 0 | 0 | 0 | 0 | 0 | 0 | 24946 | 0 | 0 | 0 | 0 | 0
60722 | Logan 1 Community Solar Array | Clean Focus Renewables, Inc. | CO | 100% | FALSE | 106 | 0 | 0 | 0 | 0 | 0 | 0 | 0 | 106 | 0 | 0 | 0 | 0
60723 | Conejos 1 Community Solar Array | Clean Focus Renewables, Inc. | CO | 100% | FALSE | 132 | 0 | 0 | 0 | 0 | 0 | 0 | 0 | 132 | 0 | 0 | 0 | 0
60724 | Arapahoe 3 Community Solar Array | Clean Focus Renewables, Inc. | CO | 100% | FALSE | 0 | 0 | 0 | 0 | 0 | 0 | 0 | 0 | 0 | 0 | 0 | 0 | 0
60725 | Xcel Adams 2 Community Solar Array | Clean Focus Renewables, Inc. | CO | 100% | FALSE | 20 | 0 | 0 | 0 | 0 | 0 | 0 | 0 | 20 | 0 | 0 | 0 | 0
60726 | Xcel Adams 1 Community Solar Array | Clean Focus Renewables, Inc. | CO | 100% | FALSE | 241 | 0 | 0 | 0 | 0 | 0 | 0 | 0 | 241 | 0 | 0 | 0 | 0
60727 | East Orange Solar | Marina Energy LLC | NJ | 100% | FALSE | 6370 | 0 | 0 | 0 | 0 | 0 | 0 | 0 | 6370 | 0 | 0 | 0 | 0
60728 | Howell Solar | Marina Energy LLC | NJ | 100% | FALSE | 11598 | 0 | 0 | 0 | 0 | 0 | 0 | 0 | 11598 | 0 | 0 | 0 | 0
60729 | Raritan Solar | Marina Energy LLC | NJ | 100% | FALSE | 12592 | 0 | 0 | 0 | 0 | 0 | 0 | 0 | 12592 | 0 | 0 | 0 | 0
60730 | Bridgewater Solar | Marina Energy LLC | MA | 100% | FALSE | 4054 | 0 | 0 | 0 | 0 | 0 | 0 | 0 | 4054 | 0 | 0 | 0 | 0
60731 | Holliston Solar | Marina Energy LLC | MA | 100% | FALSE | 1546 | 0 | 0 | 0 | 0 | 0 | 0 | 0 | 1546 | 0 | 0 | 0 | 0
60732 | Frankford Solar | Marina Energy LLC | NJ | 100% | FALSE | 11468 | 0 | 0 | 0 | 0 | 0 | 0 | 0 | 11468 | 0 | 0 | 0 | 0
60733 | Brickyard Solar | Marina Energy LLC | NJ | 100% | FALSE | 2448 | 0 | 0 | 0 | 0 | 0 | 0 | 0 | 2448 | 0 | 0 | 0 | 0
60734 | Bordentown Solar | Marina Energy LLC | NJ | 100% | FALSE | 10809 | 0 | 0 | 0 | 0 | 0 | 0 | 0 | 10809 | 0 | 0 | 0 | 0
60735 | Longview Solar | Marina Energy LLC | MD | 100% | FALSE | 27730 | 0 | 0 | 0 | 0 | 0 | 0 | 0 | 27730 | 0 | 0 | 0 | 0
60736 | Wilmington Solar | Marina Energy LLC | MA | 100% | FALSE | 2951 | 0 | 0 | 0 | 0 | 0 | 0 | 0 | 2951 | 0 | 0 | 0 | 0
60737 | Church Hill | Marina Energy LLC | MD | 100% | FALSE | 10006 | 0 | 0 | 0 | 0 | 0 | 0 | 0 | 10006 | 0 | 0 | 0 | 0
60738 | Fall River Solar | Marina Energy LLC | MA | 100% | FALSE | 2752 | 0 | 0 | 0 | 0 | 0 | 0 | 0 | 2752 | 0 | 0 | 0 | 0
60739 | DSM Solar | Marina Energy LLC | NJ | 100% | FALSE | 6350 | 0 | 0 | 0 | 0 | 0 | 0 | 0 | 6350 | 0 | 0 | 0 | 0
60740 | Pittsgrove Solar | Marina Energy LLC | NJ | 100% | FALSE | 3080 | 0 | 0 | 0 | 0 | 0 | 0 | 0 | 3080 | 0 | 0 | 0 | 0
60742 | Argonne National Laboratory CHP | Argonne National Laboratory | IL | 100% | FALSE | 35514.22 | 35514.22 | 0 | 35514.22 | 0 | 0 | 0 | 0 | 0 | 24088.4455 | 0 | 0 | 0
60744 | SEPV Imperial Dixieland West | SEPV Imperial, LLC | CA | 100% | FALSE | 8703 | 0 | 0 | 0 | 0 | 0 | 0 | 0 | 8703 | 0 | 0 | 0 | 0
60745 | SEPV Imperial Dixieland East | SEPV Imperial, LLC | CA | 100% | FALSE | 5582 | 0 | 0 | 0 | 0 | 0 | 0 | 0 | 5582 | 0 | 0 | 0 | 0
60746 | Silvi Gibraltar Rock | KDC Solar GRQ LLC | NJ | 100% | FALSE | 3923 | 0 | 0 | 0 | 0 | 0 | 0 | 0 | 3923 | 0 | 0 | 0 | 0
60747 | Seabrook Village | KDC Solar Bergen 1 | NJ | 100% | FALSE | 4709 | 0 | 0 | 0 | 0 | 0 | 0 | 0 | 4709 | 0 | 0 | 0 | 0
60748 | Simcoe Solar | Simcoe Solar | ID | 100% | FALSE | 35421 | 0 | 0 | 0 | 0 | 0 | 0 | 0 | 35421 | 0 | 0 | 0 | 0
60750 | Osawatomie Power Plant South Sub | City of Osawatomie - (KS) | KS | 100% | FALSE | 9 | 9 | 0 | 0 | 9 | 0 | 0 | 0 | 0 | 7.4186 | 0 | 0 | 0
60752 | Gloucester Community College Solar | Marina Energy LLC | NJ | 100% | FALSE | 3837 | 0 | 0 | 0 | 0 | 0 | 0 | 0 | 3837 | 0 | 0 | 0 | 0
60759 | Freeze Solar | Marina Energy LLC | NJ | 100% | FALSE | 2182 | 0 | 0 | 0 | 0 | 0 | 0 | 0 | 2182 | 0 | 0 | 0 | 0
60760 | Millikan BESS | esVolta LP | CA | 100% | FALSE | 0 | 0 | 0 | 0 | 0 | 0 | 0 | 0 | 0 | 0 | 0 | 0 | 0
60761 | Roper Farm, LLC | Roper Farm, LLC | NC | 100% | FALSE | 10031 | 0 | 0 | 0 | 0 | 0 | 0 | 0 | 10031 | 0 | 0 | 0 | 0
60762 | Pfizer Peapack Solar | KDC Solar PFI LLC | NJ | 100% | FALSE | 10108 | 0 | 0 | 0 | 0 | 0 | 0 | 0 | 10108 | 0 | 0 | 0 | 0
60763 | Holland Solar | Marina Energy LLC | NJ | 100% | FALSE | 4287 | 0 | 0 | 0 | 0 | 0 | 0 | 0 | 4287 | 0 | 0 | 0 | 0
60764 | Victory Solar LLC | Duke | CO | 100% | TRUE | 29146 | 0 | 0 | 0 | 0 | 0 | 0 | 0 | 29146 | 0 | 0 | 0 | 0
60765 | L'Oreal Franklin | Marina Energy LLC | NJ | 100% | FALSE | 1780 | 0 | 0 | 0 | 0 | 0 | 0 | 0 | 1780 | 0 | 0 | 0 | 0
60766 | L'Oreal Monmouth | Marina Energy LLC | NJ | 100% | FALSE | 2766 | 0 | 0 | 0 | 0 | 0 | 0 | 0 | 2766 | 0 | 0 | 0 | 0
60768 | Gila River Power Block 2 | Salt River Project | AZ | 100% | TRUE | 23776 | 23776 | 0 | 23776 | 0 | 0 | 0 | 0 | 0 | 10994.8802 | 0 | 0 | 0
60769 | Lower Cape May HS | Marina Energy LLC | NJ | 100% | FALSE | 2497 | 0 | 0 | 0 | 0 | 0 | 0 | 0 | 2497 | 0 | 0 | 0 | 0
60771 | Timber Creek HS | Marina Energy LLC | NJ | 100% | FALSE | 1539 | 0 | 0 | 0 | 0 | 0 | 0 | 0 | 1539 | 0 | 0 | 0 | 0
60772 | Adams Ave MS and HS | Marina Energy LLC | NJ | 100% | FALSE | 5085 | 0 | 0 | 0 | 0 | 0 | 0 | 0 | 5085 | 0 | 0 | 0 | 0
60774 | Phantom Solar | Apex Clean Energy | TX | 100% | FALSE | 16976 | 0 | 0 | 0 | 0 | 0 | 0 | 0 | 16976 | 0 | 0 | 0 | 0
60775 | Deerfield CSG Solar | LSDP 11, LLC | MA | 100% | FALSE | 36 | 0 | 0 | 0 | 0 | 0 | 0 | 0 | 36 | 0 | 0 | 0 | 0
60776 | Community Foodbank of NJ | Community Foodbank of NJ | NJ | 100% | FALSE | 694 | 0 | 0 | 0 | 0 | 0 | 0 | 0 | 694 | 0 | 0 | 0 | 0
60778 | Hew Fulton Farm, LLC | Hew Fulton Farm, LLC | NC | 100% | FALSE | 9977 | 0 | 0 | 0 | 0 | 0 | 0 | 0 | 9977 | 0 | 0 | 0 | 0
60779 | McGoogan Farm, LLC | McGoogan Farm, LLC | NC | 100% | FALSE | 10278 | 0 | 0 | 0 | 0 | 0 | 0 | 0 | 10278 | 0 | 0 | 0 | 0
60781 | Royal Wine Corp Solar Power Plant | Royal Wine Corp | NJ | 100% | FALSE | 1249 | 0 | 0 | 0 | 0 | 0 | 0 | 0 | 1249 | 0 | 0 | 0 | 0
60782 | Barnhill Road Solar, LLC | Cypress Creek Renewables | NC | 100% | FALSE | 5838 | 0 | 0 | 0 | 0 | 0 | 0 | 0 | 5838 | 0 | 0 | 0 | 0
60783 | Leggett Solar, LLC | Cypress Creek Renewables | NC | 100% | FALSE | 8149 | 0 | 0 | 0 | 0 | 0 | 0 | 0 | 8149 | 0 | 0 | 0 | 0
60784 | Jersey Holdings | Heelstone Energy Holdings, LLC | NC | 100% | FALSE | 111 | 0 | 0 | 0 | 0 | 0 | 0 | 0 | 111 | 0 | 0 | 0 | 0
60785 | Tungsten Mountain | Tungsten Mountain | NV | 100% | FALSE | 22210 | 0 | 0 | 0 | 0 | 0 | 0 | 0 | 22210 | 0 | 0 | 0 | 0
60787 | Williamston Speight Solar, LLC | Williamston Speight Solar, LLC | NC | 100% | FALSE | 29593 | 0 | 0 | 0 | 0 | 0 | 0 | 0 | 29593 | 0 | 0 | 0 | 0
60788 | Suwannee Solar Facility | Duke | FL | 100% | TRUE | 1871 | 0 | 0 | 0 | 0 | 0 | 0 | 0 | 1871 | 0 | 0 | 0 | 0
60790 | PVN Milliken, LLC | PVN Milliken, LLC | CA | 100% | FALSE | 2400 | 0 | 0 | 0 | 0 | 0 | 0 | 0 | 2400 | 0 | 0 | 0 | 0
60792 | CC Landfill Energy, LLC | DCO Energy LLC | NV | 100% | FALSE | 32461 | 0 | 0 | 0 | 0 | 0 | 0 | 32461 | 0 | 0 | 0 | 0 | 0
60795 | Eichtens Solar | WGL Energy Systems, Inc | MN | 100% | FALSE | 5973 | 0 | 0 | 0 | 0 | 0 | 0 | 0 | 5973 | 0 | 0 | 0 | 0
60796 | Red Wing Solar | WGL Energy Systems, Inc | MN | 100% | FALSE | 7347 | 0 | 0 | 0 | 0 | 0 | 0 | 0 | 7347 | 0 | 0 | 0 | 0
60797 | Lake Forest Hospital | Northwestern Lake Forest Hospital | IL | 100% | FALSE | 261 | 261 | 0 | 261 | 0 | 0 | 0 | 0 | 0 | 108.8822 | 0 | 0 | 0
60798 | South Atlantic Services Solar Farm I | South Atlantic Services Inc | NC | 100% | FALSE | 3154 | 0 | 0 | 0 | 0 | 0 | 0 | 0 | 3154 | 0 | 0 | 0 | 0
60799 | Iron Horse Solar 4, LLC | Iron Horse Solar 4, LLC | MA | 100% | FALSE | 4248 | 0 | 0 | 0 | 0 | 0 | 0 | 0 | 4248 | 0 | 0 | 0 | 0
60800 | Catawba Solar LLC | Catawba Solar LLC | NC | 100% | FALSE | 2688 | 0 | 0 | 0 | 0 | 0 | 0 | 0 | 2688 | 0 | 0 | 0 | 0
60802 | ACCC Mays Landing | Marina Energy LLC | NJ | 100% | FALSE | 1985 | 0 | 0 | 0 | 0 | 0 | 0 | 0 | 1985 | 0 | 0 | 0 | 0
60803 | Deutsche Bank- Piscataway Solar | Deutsche Bank | NJ | 100% | FALSE | 1381.05 | 0 | 0 | 0 | 0 | 0 | 0 | 0 | 1381.05 | 0 | 0 | 0 | 0
60804 | Gemini Technologies Services, Inc. Solar | Gemini Technologies Services, Inc. | NJ | 100% | FALSE | 1600.83 | 0 | 0 | 0 | 0 | 0 | 0 | 0 | 1600.83 | 0 | 0 | 0 | 0
60806 | North Bergen Solar | Hartz Solar LLC | NJ | 100% | FALSE | 2446 | 0 | 0 | 0 | 0 | 0 | 0 | 0 | 2446 | 0 | 0 | 0 | 0
60808 | US Foods Solar | CD US Solar MT1 LLC | NJ | 100% | FALSE | 9049 | 0 | 0 | 0 | 0 | 0 | 0 | 0 | 9049 | 0 | 0 | 0 | 0
60809 | Summit Water Nexus Mt. Holly, LLC Solar | Summit Water Nexus, Mount Holly, LLC | NJ | 100% | FALSE | 1444 | 0 | 0 | 0 | 0 | 0 | 0 | 0 | 1444 | 0 | 0 | 0 | 0
60810 | Sabert Solar | Sabert Corporation | NJ | 100% | FALSE | 0 | 0 | 0 | 0 | 0 | 0 | 0 | 0 | 0 | 0 | 0 | 0 | 0
60811 | AES ADA Energy Storage Array | Fluence | PA | 100% | FALSE | 0 | 0 | 0 | 0 | 0 | 0 | 0 | 0 | 0 | 0 | 0 | 0 | 0
60816 | Town of Lexington Solar | Syncarpha Lexington, LLC | MA | 100% | FALSE | 1572 | 0 | 0 | 0 | 0 | 0 | 0 | 0 | 1572 | 0 | 0 | 0 | 0
60819 | Jefferson-Lewis BOCES Solar | Cypress Creek Renewables | NY | 100% | FALSE | 0 | 0 | 0 | 0 | 0 | 0 | 0 | 0 | 0 | 0 | 0 | 0 | 0
60820 | Montgomery County Correctional Facility | Tesla Inc. | MD | 100% | FALSE | 0 | 0 | 0 | 0 | 0 | 0 | 0 | 0 | 0 | 0 | 0 | 0 | 0
60830 | Webster Holdco Solar CSG | NRG | MN | 75.9% | TRUE | 2956.305 | 0 | 0 | 0 | 0 | 0 | 0 | 0 | 2956.305 | 0 | 0 | 0 | 0
60830 | Webster Holdco Solar CSG | NRG Yield Op. | MN | 24.1% | FALSE | 938.695 | 0 | 0 | 0 | 0 | 0 | 0 | 0 | 938.695 | 0 | 0 | 0 | 0
60831 | Orbit Energy RI | Entropy Investment Management, LLC | RI | 100% | FALSE | 0 | 0 | 0 | 0 | 0 | 0 | 0 | 0 | 0 | 0 | 0 | 0 | 0
60832 | Farmington Holdco Solar | NRG | MN | 75.9% | TRUE | 4557.795 | 0 | 0 | 0 | 0 | 0 | 0 | 0 | 4557.795 | 0 | 0 | 0 | 0
60832 | Farmington Holdco Solar | NRG Yield Op. | MN | 24.1% | FALSE | 1447.205 | 0 | 0 | 0 | 0 | 0 | 0 | 0 | 1447.205 | 0 | 0 | 0 | 0
60833 | Dodge Holdco Solar | NRG | MN | 75.9% | TRUE | 2056.89 | 0 | 0 | 0 | 0 | 0 | 0 | 0 | 2056.89 | 0 | 0 | 0 | 0
60833 | Dodge Holdco Solar | NRG Yield Op. | MN | 24.1% | FALSE | 653.11 | 0 | 0 | 0 | 0 | 0 | 0 | 0 | 653.11 | 0 | 0 | 0 | 0
60834 | Hwy 14 Holdco Solar CSG | NRG | MN | 75.9% | TRUE | 2274.723 | 0 | 0 | 0 | 0 | 0 | 0 | 0 | 2274.723 | 0 | 0 | 0 | 0
60834 | Hwy 14 Holdco Solar CSG | NRG Yield Op. | MN | 24.1% | FALSE | 722.277 | 0 | 0 | 0 | 0 | 0 | 0 | 0 | 722.277 | 0 | 0 | 0 | 0
60835 | Pine Island Solar CSG | NRG | MN | 75.9% | TRUE | 3593.106 | 0 | 0 | 0 | 0 | 0 | 0 | 0 | 3593.106 | 0 | 0 | 0 | 0
60835 | Pine Island Solar CSG | NRG Yield Op. | MN | 24.1% | FALSE | 1140.894 | 0 | 0 | 0 | 0 | 0 | 0 | 0 | 1140.894 | 0 | 0 | 0 | 0
60836 | Big Lake Holdco Solar CSG | NRG | MN | 75.9% | TRUE | 967.725 | 0 | 0 | 0 | 0 | 0 | 0 | 0 | 967.725 | 0 | 0 | 0 | 0
60836 | Big Lake Holdco Solar CSG | NRG Yield Op. | MN | 24.1% | FALSE | 307.275 | 0 | 0 | 0 | 0 | 0 | 0 | 0 | 307.275 | 0 | 0 | 0 | 0
60837 | Forest Lake Solar CSG | NRG | MN | 75.9% | TRUE | 2100.153 | 0 | 0 | 0 | 0 | 0 | 0 | 0 | 2100.153 | 0 | 0 | 0 | 0
60837 | Forest Lake Solar CSG | NRG Yield Op. | MN | 24.1% | FALSE | 666.847 | 0 | 0 | 0 | 0 | 0 | 0 | 0 | 666.847 | 0 | 0 | 0 | 0
60838 | Wabasha Holdco Solar CSG | NRG | MN | 75.9% | TRUE | 3508.098 | 0 | 0 | 0 | 0 | 0 | 0 | 0 | 3508.098 | 0 | 0 | 0 | 0
60838 | Wabasha Holdco Solar CSG | NRG Yield Op. | MN | 24.1% | FALSE | 1113.902 | 0 | 0 | 0 | 0 | 0 | 0 | 0 | 1113.902 | 0 | 0 | 0 | 0
60839 | Goya Foods, Inc- Jersey City Solar | Goya Foods Inc. | NJ | 100% | FALSE | 4068 | 0 | 0 | 0 | 0 | 0 | 0 | 0 | 4068 | 0 | 0 | 0 | 0
60840 | Goya Foods, Inc- Secaucus Solar | Goya Foods Inc. | NJ | 100% | FALSE | 2505 | 0 | 0 | 0 | 0 | 0 | 0 | 0 | 2505 | 0 | 0 | 0 | 0
60841 | Prudential 55 Livingston Roseland Solar | Prudential Insurance Company of America (NJ) | NJ | 100% | FALSE | 2113 | 0 | 0 | 0 | 0 | 0 | 0 | 0 | 2113 | 0 | 0 | 0 | 0
60842 | Prudential 80 Livingston Roseland Solar | Prudential Insurance Company of America (NJ) | NJ | 100% | FALSE | 2975 | 0 | 0 | 0 | 0 | 0 | 0 | 0 | 2975 | 0 | 0 | 0 | 0
60843 | River Terminal Development Solar | RTC Properties Inc | NJ | 100% | FALSE | 3312 | 0 | 0 | 0 | 0 | 0 | 0 | 0 | 3312 | 0 | 0 | 0 | 0
60848 | Temple Solar Arrays | UGI Energy Services, LLC | PA | 100% | FALSE | 2960 | 0 | 0 | 0 | 0 | 0 | 0 | 0 | 2960 | 0 | 0 | 0 | 0
60849 | Emmitsburg Solar Arrays | UGI Energy Services, LLC | MD | 100% | FALSE | 2739 | 0 | 0 | 0 | 0 | 0 | 0 | 0 | 2739 | 0 | 0 | 0 | 0
60851 | Curtis Hill Solar | CCC Solar Holdings LLC | MA | 100% | FALSE | 0 | 0 | 0 | 0 | 0 | 0 | 0 | 0 | 0 | 0 | 0 | 0 | 0
60852 | Depot Hill Solar | CCC Solar Holdings LLC | MA | 100% | FALSE | 0 | 0 | 0 | 0 | 0 | 0 | 0 | 0 | 0 | 0 | 0 | 0 | 0
60853 | SR Houston | SR Houston Holdings, LLC | MS | 100% | FALSE | 4680 | 0 | 0 | 0 | 0 | 0 | 0 | 0 | 4680 | 0 | 0 | 0 | 0
60854 | Bird Machine Solar Farm | Tenaska | MA | 99.54% | TRUE | 1795.7016 | 0 | 0 | 0 | 0 | 0 | 0 | 0 | 1795.7016 | 0 | 0 | 0 | 0
60854 | Bird Machine Solar Farm | Other | MA | 0.46% | FALSE | 8.2984 | 0 | 0 | 0 | 0 | 0 | 0 | 0 | 8.2984 | 0 | 0 | 0 | 0
60855 | Iron Horse Solar I CSG | Iron Horse Solar 1, LLC | MA | 100% | FALSE | 3937 | 0 | 0 | 0 | 0 | 0 | 0 | 0 | 3937 | 0 | 0 | 0 | 0
60856 | Astra Wind Farm | Falvez Energy | TX | 100% | FALSE | 402356 | 0 | 0 | 0 | 0 | 0 | 0 | 0 | 402356 | 0 | 0 | 0 | 0
60857 | NES Rutgers Solar | NES Rutgers LLC | NJ | 100% | FALSE | 1201 | 0 | 0 | 0 | 0 | 0 | 0 | 0 | 1201 | 0 | 0 | 0 | 0
60858 | 126 Grove Solar LLC | 126 Grove Solar LLC | MA | 100% | FALSE | 2251 | 0 | 0 | 0 | 0 | 0 | 0 | 0 | 2251 | 0 | 0 | 0 | 0
60861 | Dept of General Services -FTB | Exelon | CA | 100% | TRUE | 2552 | 0 | 0 | 0 | 0 | 0 | 0 | 0 | 2552 | 0 | 0 | 0 | 0
60863 | Cooperative Solar One | East Kentucky Power Coop | KY | 100% | TRUE | 1330 | 0 | 0 | 0 | 0 | 0 | 0 | 0 | 1330 | 0 | 0 | 0 | 0
60865 | Equity Industrial Turbines | Equity Industrial Turbines | MA | 100% | FALSE | 7732 | 0 | 0 | 0 | 0 | 0 | 0 | 0 | 7732 | 0 | 0 | 0 | 0
60866 | Bashaw Solar CSG 1, LLC | Bashaw Solar 1, LLC | MA | 100% | FALSE | 2171 | 0 | 0 | 0 | 0 | 0 | 0 | 0 | 2171 | 0 | 0 | 0 | 0
60867 | Kearsarge Southwick LLC | Kearsarge Solar LLC | MA | 100% | FALSE | 5922 | 0 | 0 | 0 | 0 | 0 | 0 | 0 | 5922 | 0 | 0 | 0 | 0
60869 | Solar Star California, XLIV, LLC | Solar Star California, XLIV, LLC | CA | 100% | FALSE | 26457 | 0 | 0 | 0 | 0 | 0 | 0 | 0 | 26457 | 0 | 0 | 0 | 0
60878 | Sutton Solar CSG | Sutton Solar, LLC | MA | 100% | FALSE | 3068 | 0 | 0 | 0 | 0 | 0 | 0 | 0 | 3068 | 0 | 0 | 0 | 0
60879 | Nexamp Peak CSG | Nexamp Peak, LLC | MA | 100% | FALSE | 2300 | 0 | 0 | 0 | 0 | 0 | 0 | 0 | 2300 | 0 | 0 | 0 | 0
60880 | Stafford MS Ground Mount | Town of Stafford, CT | CT | 100% | FALSE | 3269 | 0 | 0 | 0 | 0 | 0 | 0 | 0 | 3269 | 0 | 0 | 0 | 0
60881 | Bernhardt Furniture Solar Farm | Bernhardt Furniture Company | NC | 100% | FALSE | 1753 | 0 | 0 | 0 | 0 | 0 | 0 | 0 | 1753 | 0 | 0 | 0 | 0
60883 | Deerfield Wind Energy, LLC | Algonquin Power | MI | 100% | FALSE | 450052 | 0 | 0 | 0 | 0 | 0 | 0 | 0 | 450052 | 0 | 0 | 0 | 0
60885 | Boulder Solar II, LLC | AEP | NV | 100% | TRUE | 133711 | 0 | 0 | 0 | 0 | 0 | 0 | 0 | 133711 | 0 | 0 | 0 | 0
60886 | Pavant Solar III | Pavant Solar III LLC | UT | 100% | FALSE | 48018 | 0 | 0 | 0 | 0 | 0 | 0 | 0 | 48018 | 0 | 0 | 0 | 0
60901 | Willow Springs Wind Farm | Lincoln Clean Energy | TX | 100% | FALSE | 177658 | 0 | 0 | 0 | 0 | 0 | 0 | 0 | 177658 | 0 | 0 | 0 | 0
60902 | Dermott Wind | Lincoln Clean Energy | TX | 100% | FALSE | 461809 | 0 | 0 | 0 | 0 | 0 | 0 | 0 | 461809 | 0 | 0 | 0 | 0
60905 | Oliver Wind III, LLC | NextEra Energy | ND | 100% | TRUE | 444236 | 0 | 0 | 0 | 0 | 0 | 0 | 0 | 444236 | 0 | 0 | 0 | 0
60906 | Mt. Tom Solar Project | ENGIE | MA | 100% | FALSE | 5910 | 0 | 0 | 0 | 0 | 0 | 0 | 0 | 5910 | 0 | 0 | 0 | 0
60908 | Northampton Landfill Solar PV | AMERESCO | MA | 100% | FALSE | 226 | 0 | 0 | 0 | 0 | 0 | 0 | 0 | 226 | 0 | 0 | 0 | 0
60909 | Hartford Landfill Solar EGF | Materials Innovation Recycling Authority | CT | 100% | FALSE | 1465 | 0 | 0 | 0 | 0 | 0 | 0 | 0 | 1465 | 0 | 0 | 0 | 0
60911 | Green Energy Machine | Green Energy Machine, LLC | IA | 100% | FALSE | 7180 | 0 | 0 | 0 | 0 | 0 | 0 | 0 | 7180 | 0 | 0 | 0 | 0
60912 | Cold River Road Solar | AEP | VT | 100% | TRUE | 3438 | 0 | 0 | 0 | 0 | 0 | 0 | 0 | 3438 | 0 | 0 | 0 | 0
60913 | Ohio Northern University Solar Site | AEP | OH | 100% | TRUE | 3066 | 0 | 0 | 0 | 0 | 0 | 0 | 0 | 3066 | 0 | 0 | 0 | 0
60914 | Westmont 300B | Westmont Solar, LLC | CA | 100% | FALSE | 4175 | 0 | 0 | 0 | 0 | 0 | 0 | 0 | 4175 | 0 | 0 | 0 | 0
60915 | Correctional Solar LLC | Dominion | VA | 100% | TRUE | 1779 | 0 | 0 | 0 | 0 | 0 | 0 | 0 | 1779 | 0 | 0 | 0 | 0
60916 | Sappony Solar LLC | Dominion | VA | 100% | TRUE | 2361 | 0 | 0 | 0 | 0 | 0 | 0 | 0 | 2361 | 0 | 0 | 0 | 0
60917 | Buckingham Solar LLC | Dominion | VA | 100% | TRUE | 1759 | 0 | 0 | 0 | 0 | 0 | 0 | 0 | 1759 | 0 | 0 | 0 | 0
60918 | Verwey-Hanford Dairy Digester #1 | AlsoEnergy | CA | 100% | FALSE | 6776 | 0 | 0 | 0 | 0 | 0 | 0 | 6776 | 0 | 0 | 0 | 0 | 0
60919 | Shakopee Met Council WTP | Oak Leaf Solar V LLC | MN | 100% | FALSE | 1960 | 0 | 0 | 0 | 0 | 0 | 0 | 0 | 1960 | 0 | 0 | 0 | 0
60920 | Viper Solar | Cypress Creek Renewables | NC | 100% | FALSE | 590 | 0 | 0 | 0 | 0 | 0 | 0 | 0 | 590 | 0 | 0 | 0 | 0
60921 | Scarlet Solar | Cypress Creek Renewables | NC | 100% | FALSE | 1414 | 0 | 0 | 0 | 0 | 0 | 0 | 0 | 1414 | 0 | 0 | 0 | 0
60922 | Ruskin Solar | Cypress Creek Renewables | NC | 100% | FALSE | 540 | 0 | 0 | 0 | 0 | 0 | 0 | 0 | 540 | 0 | 0 | 0 | 0
60923 | Clyde Solar Array | AEP | OH | 100% | TRUE | 5054 | 0 | 0 | 0 | 0 | 0 | 0 | 0 | 5054 | 0 | 0 | 0 | 0
60929 | Red Oak Solar Farm, LLC | Heelstone Energy Holdings, LLC | NC | 100% | FALSE | 9253 | 0 | 0 | 0 | 0 | 0 | 0 | 0 | 9253 | 0 | 0 | 0 | 0
60930 | Dublin Solar I | Dublin Solar I, LLC | GA | 100% | FALSE | 7053 | 0 | 0 | 0 | 0 | 0 | 0 | 0 | 7053 | 0 | 0 | 0 | 0
60931 | CCC Hastings Wind Turbine | CCC Hastings Renewable Energy, LLC | NE | 100% | FALSE | 7589 | 0 | 0 | 0 | 0 | 0 | 0 | 0 | 7589 | 0 | 0 | 0 | 0
60932 | Creston Ridge Wind Farm | Creston Ridge, LLC | NE | 100% | FALSE | 30254 | 0 | 0 | 0 | 0 | 0 | 0 | 0 | 30254 | 0 | 0 | 0 | 0
60933 | Hopewell Cogeneration NJ | Bristol-Myers Squibb Co | NJ | 100% | FALSE | 11595 | 11595 | 0 | 11595 | 0 | 0 | 0 | 0 | 0 | 7026.7293 | 0 | 0 | 0
60937 | Antlia Community Solar | Berkshire Hathaway Energy | MN | 100% | TRUE | 930 | 0 | 0 | 0 | 0 | 0 | 0 | 0 | 930 | 0 | 0 | 0 | 0
60938 | Aries Community Solar | Berkshire Hathaway Energy | MN | 100% | TRUE | 790 | 0 | 0 | 0 | 0 | 0 | 0 | 0 | 790 | 0 | 0 | 0 | 0
60939 | Centaurus Community Solar | Berkshire Hathaway Energy | MN | 100% | TRUE | 766 | 0 | 0 | 0 | 0 | 0 | 0 | 0 | 766 | 0 | 0 | 0 | 0
60940 | Gemini Community Solar | Berkshire Hathaway Energy | MN | 100% | TRUE | 1310 | 0 | 0 | 0 | 0 | 0 | 0 | 0 | 1310 | 0 | 0 | 0 | 0
60941 | Mapleton Community Solar | Berkshire Hathaway Energy | MN | 100% | TRUE | 3052 | 0 | 0 | 0 | 0 | 0 | 0 | 0 | 3052 | 0 | 0 | 0 | 0
60942 | Morgan Community Solar | Berkshire Hathaway Energy | MN | 100% | TRUE | 3084 | 0 | 0 | 0 | 0 | 0 | 0 | 0 | 3084 | 0 | 0 | 0 | 0
60943 | Spica Community Solar | Berkshire Hathaway Energy | MN | 100% | TRUE | 808 | 0 | 0 | 0 | 0 | 0 | 0 | 0 | 808 | 0 | 0 | 0 | 0
60944 | Vega Community Solar | Berkshire Hathaway Energy | MN | 100% | TRUE | 1529 | 0 | 0 | 0 | 0 | 0 | 0 | 0 | 1529 | 0 | 0 | 0 | 0
60945 | Spartan PV 1, LLC | Alterra | MI | 100% | FALSE | 312 | 0 | 0 | 0 | 0 | 0 | 0 | 0 | 312 | 0 | 0 | 0 | 0
60947 | Jacumba Solar Farm | AEP | CA | 100% | TRUE | 21941 | 0 | 0 | 0 | 0 | 0 | 0 | 0 | 21941 | 0 | 0 | 0 | 0
60951 | West Dubuque Solar | Alliant Energy | IA | 100% | TRUE | 672 | 0 | 0 | 0 | 0 | 0 | 0 | 0 | 672 | 0 | 0 | 0 | 0
60959 | Chocksett Rd Energy Storage Project | Sterling Municipal Light Department | MA | 100% | FALSE | 0 | 0 | 0 | 0 | 0 | 0 | 0 | 0 | 0 | 0 | 0 | 0 | 0
60965 | Cotten Farm, LLC | Heelstone Energy Holdings, LLC | NC | 100% | FALSE | 10036 | 0 | 0 | 0 | 0 | 0 | 0 | 0 | 10036 | 0 | 0 | 0 | 0
60966 | Lind Solar CSG | WGL Energy Systems, Inc | MN | 100% | FALSE | 6973 | 0 | 0 | 0 | 0 | 0 | 0 | 0 | 6973 | 0 | 0 | 0 | 0
60968 | Scott-II Solar LLC | Dominion | VA | 100% | TRUE | 590 | 0 | 0 | 0 | 0 | 0 | 0 | 0 | 590 | 0 | 0 | 0 | 0
60974 | Glendale Battery Energy Storage System | City of Glendale - (CA) | CA | 100% | FALSE | 57 | 0 | 0 | 0 | 0 | 0 | 0 | 57 | 0 | 0 | 0 | 0 | 0
60975 | Whitney Point Solar | NextEra Energy | CA | 100% | TRUE | 36941 | 0 | 0 | 0 | 0 | 0 | 0 | 0 | 36941 | 0 | 0 | 0 | 0
60976 | OSLH, LLC | OSLH, LLC | OR | 100% | FALSE | 19906 | 0 | 0 | 0 | 0 | 0 | 0 | 0 | 19906 | 0 | 0 | 0 | 0
60980 | ZV Solar 1 | Cypress Creek Renewables | NC | 100% | FALSE | 4141 | 0 | 0 | 0 | 0 | 0 | 0 | 0 | 4141 | 0 | 0 | 0 | 0
60981 | NextEra Westside PV | NextEra Energy | CA | 100% | TRUE | 46016 | 0 | 0 | 0 | 0 | 0 | 0 | 0 | 46016 | 0 | 0 | 0 | 0
60982 | Atkinson Farm Solar | Atkinson Farm, LLC | NC | 100% | FALSE | 9692 | 0 | 0 | 0 | 0 | 0 | 0 | 0 | 9692 | 0 | 0 | 0 | 0
60983 | Buckthorn Wind Project | Buckthorn Wind Project, LLC | TX | 100% | FALSE | 25811 | 0 | 0 | 0 | 0 | 0 | 0 | 0 | 25811 | 0 | 0 | 0 | 0
60984 | Lindberg Field Solar 2 | NRG | CA | 75.9% | TRUE | 2220.834 | 0 | 0 | 0 | 0 | 0 | 0 | 0 | 2220.834 | 0 | 0 | 0 | 0
60984 | Lindberg Field Solar 2 | NRG Yield Op. | CA | 24.1% | FALSE | 705.166 | 0 | 0 | 0 | 0 | 0 | 0 | 0 | 705.166 | 0 | 0 | 0 | 0
60985 | Elizabethtown Solar | Elizabethtown Solar LLC | PA | 100% | FALSE | 3174 | 0 | 0 | 0 | 0 | 0 | 0 | 0 | 3174 | 0 | 0 | 0 | 0
60986 | AIS Solar Project | WGL Energy Systems, Inc | MA | 100% | FALSE | 3621 | 0 | 0 | 0 | 0 | 0 | 0 | 0 | 3621 | 0 | 0 | 0 | 0
60987 | Santa Rita Wind Energy | Invenergy | TX | 100% | TRUE | 118 | 0 | 0 | 0 | 0 | 0 | 0 | 0 | 118 | 0 | 0 | 0 | 0
60989 | SolaireHolman Solar Project | ENGIE | TX | 100% | FALSE | 73076 | 0 | 0 | 0 | 0 | 0 | 0 | 0 | 73076 | 0 | 0 | 0 | 0
60990 | Florence Solar W3-080, LLC | Florence Solar W3-080, LLC | NJ | 100% | FALSE | 11913 | 0 | 0 | 0 | 0 | 0 | 0 | 0 | 11913 | 0 | 0 | 0 | 0
60991 | Sterling I Wind Farm | Akuo Energy | NM | 100% | FALSE | 53523 | 0 | 0 | 0 | 0 | 0 | 0 | 0 | 53523 | 0 | 0 | 0 | 0
60993 | Darlington Solar, LLC | Darlington Solar, LLC | SC | 100% | FALSE | 20690 | 0 | 0 | 0 | 0 | 0 | 0 | 0 | 20690 | 0 | 0 | 0 | 0
60994 | French's Landfill PV | Brick Standard, LLC | NJ | 100% | FALSE | 6880 | 0 | 0 | 0 | 0 | 0 | 0 | 0 | 6880 | 0 | 0 | 0 | 0
60995 | Ramona Solar Energy | Sempra | CA | 100% | TRUE | 6490 | 0 | 0 | 0 | 0 | 0 | 0 | 0 | 6490 | 0 | 0 | 0 | 0
60996 | Iron Horse Battery Storage | E.ON | AZ | 100% | TRUE | 3586 | 0 | 0 | 0 | 0 | 0 | 0 | 0 | 3586 | 0 | 0 | 0 | 0
61000 | King Mill | Augusta Canal Authority | GA | 100% | FALSE | 4786 | 0 | 0 | 0 | 0 | 0 | 4786 | 0 | 0 | 0 | 0 | 0 | 0
61002 | WED Portsmouth One, LLC | WED Portsmouth One, LLC | RI | 100% | FALSE | 5097 | 0 | 0 | 0 | 0 | 0 | 0 | 0 | 5097 | 0 | 0 | 0 | 0
61003 | Musgrave East Solar Farm | Artemis Solar LLC | NY | 100% | FALSE | 2721 | 0 | 0 | 0 | 0 | 0 | 0 | 0 | 2721 | 0 | 0 | 0 | 0
61006 | SCDA Solar 1 | NRG | CA | 100% | TRUE | 1231 | 0 | 0 | 0 | 0 | 0 | 0 | 0 | 1231 | 0 | 0 | 0 | 0
61007 | Redbrook Community Solar 1 | NRG | MA | 100% | TRUE | 541 | 0 | 0 | 0 | 0 | 0 | 0 | 0 | 541 | 0 | 0 | 0 | 0
61008 | Brook Street Solar 1 CSG | NRG | MA | 100% | TRUE | 680 | 0 | 0 | 0 | 0 | 0 | 0 | 0 | 680 | 0 | 0 | 0 | 0
61009 | Spring Street Solar 1 CSG | NRG | MA | 100% | TRUE | 2662 | 0 | 0 | 0 | 0 | 0 | 0 | 0 | 2662 | 0 | 0 | 0 | 0
61013 | Marin Clean Energy Solar One | AES | CA | 50% | TRUE | 248 | 0 | 0 | 0 | 0 | 0 | 0 | 0 | 248 | 0 | 0 | 0 | 0
61013 | Marin Clean Energy Solar One | AIMCo | CA | 50% | FALSE | 248 | 0 | 0 | 0 | 0 | 0 | 0 | 0 | 248 | 0 | 0 | 0 | 0
61015 | Musgrave West Solar Farm | Artemis Solar LLC | NY | 100% | FALSE | 2770 | 0 | 0 | 0 | 0 | 0 | 0 | 0 | 2770 | 0 | 0 | 0 | 0
61016 | Stafford St Solar 1 CSG | NRG | MA | 100% | TRUE | 0 | 0 | 0 | 0 | 0 | 0 | 0 | 0 | 0 | 0 | 0 | 0 | 0
61018 | Stafford St Solar 3 CSG | NRG | MA | 100% | TRUE | 0 | 0 | 0 | 0 | 0 | 0 | 0 | 0 | 0 | 0 | 0 | 0 | 0
61019 | Siler 421 Farm, LLC | Heelstone Energy Holdings, LLC | NC | 100% | FALSE | 10350 | 0 | 0 | 0 | 0 | 0 | 0 | 0 | 10350 | 0 | 0 | 0 | 0
61025 | Montefiore - Westchester Square | Montefiore-Westchester Square | NY | 100% | FALSE | 0 | 0 | 0 | 0 | 0 | 0 | 0 | 0 | 0 | 0 | 0 | 0 | 0
61026 | New York Presbyterian Hospital-168th St | New York Presbyterian Hospital | NY | 100% | FALSE | 223 | 223 | 0 | 0 | 223 | 0 | 0 | 0 | 0 | 167.6118 | 0 | 0 | 0
61027 | Pacific Ethanol Stockton Cogen Plant | Pacific Ethanol Stockton | CA | 100% | FALSE | 0 | 0 | 0 | 0 | 0 | 0 | 0 | 0 | 0 | 333.3092 | 0 | 0 | 0
61030 | Harford Solar Farm | Laertes Solar LLC | NY | 100% | FALSE | 2811 | 0 | 0 | 0 | 0 | 0 | 0 | 0 | 2811 | 0 | 0 | 0 | 0
61031 | Floyd Road Solar Farm | Greenbacker Renewable Energy Corporation | NC | 100% | FALSE | 3593 | 0 | 0 | 0 | 0 | 0 | 0 | 0 | 3593 | 0 | 0 | 0 | 0
61039 | Deerfield Wind LLC | Avangrid | VT | 100% | TRUE | 5577 | 0 | 0 | 0 | 0 | 0 | 0 | 0 | 5577 | 0 | 0 | 0 | 0
61040 | Twin Buttes II Wind | Avangrid | CO | 100% | TRUE | 12321 | 0 | 0 | 0 | 0 | 0 | 0 | 0 | 12321 | 0 | 0 | 0 | 0
61042 | Canandaigua Westbrook Solar Array | AEP | NY | 100% | TRUE | 1640 | 0 | 0 | 0 | 0 | 0 | 0 | 0 | 1640 | 0 | 0 | 0 | 0
61043 | Canandaigua Solar Array | AEP | NY | 100% | TRUE | 2753 | 0 | 0 | 0 | 0 | 0 | 0 | 0 | 2753 | 0 | 0 | 0 | 0
61048 | Gala Solar | Avangrid | OR | 100% | TRUE | 15588 | 0 | 0 | 0 | 0 | 0 | 0 | 0 | 15588 | 0 | 0 | 0 | 0
61053 | Greenfield Solar Park | Indiana Municipal Power Agency | IN | 100% | FALSE | 24 | 0 | 0 | 0 | 0 | 0 | 0 | 0 | 24 | 0 | 0 | 0 | 0
61054 | IMPA Anderson Solar Park 2 | Indiana Municipal Power Agency | IN | 100% | FALSE | 39 | 0 | 0 | 0 | 0 | 0 | 0 | 0 | 39 | 0 | 0 | 0 | 0
61055 | DG AMP Solar Front Royal | NextEra Energy | VA | 100% | TRUE | 3426 | 0 | 0 | 0 | 0 | 0 | 0 | 0 | 3426 | 0 | 0 | 0 | 0
61056 | Seward Wind Farm | Bluestem LLC | NE | 100% | FALSE | 4 | 0 | 0 | 0 | 0 | 0 | 0 | 0 | 4 | 0 | 0 | 0 | 0
61066 | Foundation CDCR LAC | Foundation CA Fund VIII Manager, LLC | CA | 100% | FALSE | 0 | 0 | 0 | 0 | 0 | 0 | 0 | 0 | 0 | 0 | 0 | 0 | 0
61067 | Foundation Scheid Vineyards | Foundation CA Fund VIII Manager, LLC | CA | 100% | FALSE | 845 | 0 | 0 | 0 | 0 | 0 | 0 | 0 | 845 | 0 | 0 | 0 | 0
61069 | BWC Wading River One, Two, Three CSG | Ameresco BWC Wading River LLC | MA | 100% | FALSE | 406 | 0 | 0 | 0 | 0 | 0 | 0 | 0 | 406 | 0 | 0 | 0 | 0
61072 | Lemond Solar | Lemond Solar Center LLC | MN | 100% | FALSE | 3765 | 0 | 0 | 0 | 0 | 0 | 0 | 0 | 3765 | 0 | 0 | 0 | 0
61073 | Pemberton Road I | NJR Clean Energy Ventures Corporation | NJ | 100% | FALSE | 6755 | 0 | 0 | 0 | 0 | 0 | 0 | 0 | 6755 | 0 | 0 | 0 | 0
61074 | Pemberton Road II | NJR Clean Energy Ventures Corporation | NJ | 100% | FALSE | 6237 | 0 | 0 | 0 | 0 | 0 | 0 | 0 | 6237 | 0 | 0 | 0 | 0
61076 | City of Shelby Electric Distribution | City of Shelby - (OH) | OH | 100% | FALSE | 58 | 58 | 0 | 0 | 58 | 0 | 0 | 0 | 0 | 2042.4025 | 0 | 0 | 0
61079 | Beaver Creek Wind | Berkshire Hathaway Energy | IA | 100% | TRUE | 41394 | 0 | 0 | 0 | 0 | 0 | 0 | 0 | 41394 | 0 | 0 | 0 | 0
61084 | Luning Energy | Algonquin Power | NV | 100% | FALSE | 123465 | 0 | 0 | 0 | 0 | 0 | 0 | 0 | 123465 | 0 | 0 | 0 | 0
61085 | Stone Solar | Stone Solar, LLC | NC | 100% | FALSE | 10566 | 0 | 0 | 0 | 0 | 0 | 0 | 0 | 10566 | 0 | 0 | 0 | 0
61086 | Tripple State Farm | Tripple State Farm, LLC | NC | 100% | FALSE | 10135 | 0 | 0 | 0 | 0 | 0 | 0 | 0 | 10135 | 0 | 0 | 0 | 0
61087 | Wadesboro Farm 1 | Wadesboro Farm 1, LLC | NC | 100% | FALSE | 9734 | 0 | 0 | 0 | 0 | 0 | 0 | 0 | 9734 | 0 | 0 | 0 | 0
61088 | Delco Farm | Delco Farm, LLC | NC | 100% | FALSE | 9386 | 0 | 0 | 0 | 0 | 0 | 0 | 0 | 9386 | 0 | 0 | 0 | 0
61089 | Fisher Solar Farm - NC | Fisher Solar Farm, LLC | NC | 100% | FALSE | 9746 | 0 | 0 | 0 | 0 | 0 | 0 | 0 | 9746 | 0 | 0 | 0 | 0
61090 | Kinston Davis Farm | Kinston Davis Farm, LLC | NC | 100% | FALSE | 9422 | 0 | 0 | 0 | 0 | 0 | 0 | 0 | 9422 | 0 | 0 | 0 | 0
61091 | Laurinburg Farm | Laurinburg Farm, LLC | NC | 100% | FALSE | 10082 | 0 | 0 | 0 | 0 | 0 | 0 | 0 | 10082 | 0 | 0 | 0 | 0
61093 | Mills Anson Farm | Mills Anson Farm, LLC | NC | 100% | FALSE | 9697 | 0 | 0 | 0 | 0 | 0 | 0 | 0 | 9697 | 0 | 0 | 0 | 0
61094 | Old Wire Farm | Old Wire Farm, LLC | NC | 100% | FALSE | 11058 | 0 | 0 | 0 | 0 | 0 | 0 | 0 | 11058 | 0 | 0 | 0 | 0
61095 | Railroad Farm 2 | Railroad Farm 2, LLC | NC | 100% | FALSE | 10364 | 0 | 0 | 0 | 0 | 0 | 0 | 0 | 10364 | 0 | 0 | 0 | 0
61096 | Sampson Solar | Sampson Solar, LLC | NC | 100% | FALSE | 4143 | 0 | 0 | 0 | 0 | 0 | 0 | 0 | 4143 | 0 | 0 | 0 | 0
61097 | Syncarpha Freetown | Marie's Way Solar I, LLC | MA | 100% | FALSE | 6452 | 0 | 0 | 0 | 0 | 0 | 0 | 0 | 6452 | 0 | 0 | 0 | 0
61104 | Pima Community College | Tesla Inc. | AZ | 100% | FALSE | 447 | 0 | 0 | 0 | 0 | 0 | 0 | 0 | 447 | 0 | 0 | 0 | 0
61115 | Manteca Land PV | Manteca Land PV, LLC | CA | 100% | FALSE | 18 | 0 | 0 | 0 | 0 | 0 | 0 | 0 | 18 | 0 | 0 | 0 | 0
61116 | Delano Land 1 | Delano Land 1, LLC | CA | 100% | FALSE | 112 | 0 | 0 | 0 | 0 | 0 | 0 | 0 | 112 | 0 | 0 | 0 | 0
61117 | Bakersfield PV 1 | Bakersfield PV 1, LLC | CA | 100% | FALSE | 152 | 0 | 0 | 0 | 0 | 0 | 0 | 0 | 152 | 0 | 0 | 0 | 0
61118 | Bakersfield Industrial PV 1 | Bakersfield Industrial PV 1, LLC | CA | 100% | FALSE | 152 | 0 | 0 | 0 | 0 | 0 | 0 | 0 | 152 | 0 | 0 | 0 | 0
61119 | Quichapa 1 | Quichapa 1 LLC | UT | 100% | FALSE | 8200 | 0 | 0 | 0 | 0 | 0 | 0 | 0 | 8200 | 0 | 0 | 0 | 0
61120 | Quichapa 2 | Quichapa 2 LLC | UT | 100% | FALSE | 8090 | 0 | 0 | 0 | 0 | 0 | 0 | 0 | 8090 | 0 | 0 | 0 | 0
61121 | Quichapa 3 | Quichapa 3 LLC | UT | 100% | FALSE | 7940 | 0 | 0 | 0 | 0 | 0 | 0 | 0 | 7940 | 0 | 0 | 0 | 0
61124 | Elizabeth Mines Solar 1 | Elizabeth Mines Solar 1, LLC | VT | 100% | FALSE | 120 | 0 | 0 | 0 | 0 | 0 | 0 | 0 | 120 | 0 | 0 | 0 | 0
61125 | Nebraska Valley Solar Farm | Town of Stowe- (VT) | VT | 100% | FALSE | 1320 | 0 | 0 | 0 | 0 | 0 | 0 | 0 | 1320 | 0 | 0 | 0 | 0
61126 | Bedford Solar | O2 EMC | VA | 100% | FALSE | 71 | 0 | 0 | 0 | 0 | 0 | 0 | 0 | 71 | 0 | 0 | 0 | 0
61129 | Wadesboro Solar | O2 EMC | NC | 100% | FALSE | 39 | 0 | 0 | 0 | 0 | 0 | 0 | 0 | 39 | 0 | 0 | 0 | 0
61131 | Tolson Solar | Tolson Solar, LLC | NC | 100% | FALSE | 5012 | 0 | 0 | 0 | 0 | 0 | 0 | 0 | 5012 | 0 | 0 | 0 | 0
61145 | Brown County LFGTE Power Station | Energy Developments Inc | OH | 100% | FALSE | 15475 | 0 | 0 | 0 | 0 | 0 | 0 | 15475 | 0 | 0 | 0 | 0 | 0
61156 | St. Pauls Solar 2 | CD Global Solar Holdings, LLC | NC | 100% | FALSE | 3851 | 0 | 0 | 0 | 0 | 0 | 0 | 0 | 3851 | 0 | 0 | 0 | 0
61157 | Boaz Farm Solar | CD Global Solar Holdings, LLC | NC | 100% | FALSE | 3181 | 0 | 0 | 0 | 0 | 0 | 0 | 0 | 3181 | 0 | 0 | 0 | 0
61158 | Bizzell Church Solar 2 | CD Global Solar Holdings, LLC | NC | 100% | FALSE | 2860 | 0 | 0 | 0 | 0 | 0 | 0 | 0 | 2860 | 0 | 0 | 0 | 0
61160 | MILL SOLAR 1 | MILL SOLAR 1 LLC | NC | 100% | FALSE | 1617 | 0 | 0 | 0 | 0 | 0 | 0 | 0 | 1617 | 0 | 0 | 0 | 0
61162 | RB Manufacturing LLC Belle Mead NJ | RB Manufacturing LLC | NJ | 100% | FALSE | 1831.5 | 0 | 0 | 0 | 0 | 0 | 0 | 0 | 1831.5 | 0 | 0 | 0 | 0
61163 | Onset East Solar Facility | BCC Solar III, LLC | MA | 100% | FALSE | 1775 | 0 | 0 | 0 | 0 | 0 | 0 | 0 | 1775 | 0 | 0 | 0 | 0
61164 | Onset West Solar Facility | BCC Solar III, LLC | MA | 100% | FALSE | 1726 | 0 | 0 | 0 | 0 | 0 | 0 | 0 | 1726 | 0 | 0 | 0 | 0
61166 | Tyee Lake Hydroelectric Facility | Southeast Alaska Power Agency | AK | 100% | FALSE | 111574 | 0 | 0 | 0 | 0 | 0 | 111574 | 0 | 0 | 0 | 0 | 0 | 0
61172 | EE Waianae Solar Project | Eurus Energy | HI | 100% | FALSE | 47294 | 0 | 0 | 0 | 0 | 0 | 0 | 0 | 47294 | 0 | 0 | 0 | 0
61173 | IKEA Miami 327 | IKEA Property Inc | FL | 100% | FALSE | 1616 | 0 | 0 | 0 | 0 | 0 | 0 | 0 | 1616 | 0 | 0 | 0 | 0
61175 | Pegasus Community Solar | Berkshire Hathaway Energy | MN | 100% | TRUE | 848 | 0 | 0 | 0 | 0 | 0 | 0 | 0 | 848 | 0 | 0 | 0 | 0
61178 | Capella Community Solar | Berkshire Hathaway Energy | MN | 100% | TRUE | 612 | 0 | 0 | 0 | 0 | 0 | 0 | 0 | 612 | 0 | 0 | 0 | 0
61180 | Caelum Community Solar | Berkshire Hathaway Energy | MN | 100% | TRUE | 498 | 0 | 0 | 0 | 0 | 0 | 0 | 0 | 498 | 0 | 0 | 0 | 0
61181 | Andromeda Community Solar | Berkshire Hathaway Energy | MN | 100% | TRUE | 817 | 0 | 0 | 0 | 0 | 0 | 0 | 0 | 817 | 0 | 0 | 0 | 0
61185 | Pfeffers | WGL Energy Systems, Inc | MD | 100% | FALSE | 2108 | 0 | 0 | 0 | 0 | 0 | 0 | 0 | 2108 | 0 | 0 | 0 | 0
61186 | Boston Medical Center CHP Plant | Boston Medical Center | MA | 100% | FALSE | 10384.08 | 10384.08 | 0 | 10384.08 | 0 | 0 | 0 | 0 | 0 | 7043.2691 | 0 | 0 | 0
61187 | Century Drive Solar Farm | J.T. Hobby and Son, Inc. | NC | 100% | FALSE | 1222 | 0 | 0 | 0 | 0 | 0 | 0 | 0 | 1222 | 0 | 0 | 0 | 0
61189 | Shavano Falls Hydro | Shavano Falls Hydro LLC ? Shavano Project | CO | 100% | FALSE | 11026 | 0 | 0 | 0 | 0 | 0 | 11026 | 0 | 0 | 0 | 0 | 0 | 0
61190 | Shavano Falls Hydro Drop 4 | Shavano Falls Hydro LLC - Drop 4 Project | CO | 100% | FALSE | 21028 | 0 | 0 | 0 | 0 | 0 | 21028 | 0 | 0 | 0 | 0 | 0 | 0
61191 | Drop 5 | Drop 5 Hydro LLC | CO | 100% | FALSE | 9401 | 0 | 0 | 0 | 0 | 0 | 9401 | 0 | 0 | 0 | 0 | 0 | 0
61192 | IKEA Joliet Rooftop PV System | IKEA Property Inc | IL | 100% | FALSE | 24 | 0 | 0 | 0 | 0 | 0 | 0 | 0 | 24 | 0 | 0 | 0 | 0
61193 | IKEA Las Vegas 462 | IKEA Property Inc | NV | 100% | FALSE | 1722 | 0 | 0 | 0 | 0 | 0 | 0 | 0 | 1722 | 0 | 0 | 0 | 0
61198 | Merck - Upper Gwynedd Solar Array | Merck - Upper Gwynedd Solar Array | PA | 100% | FALSE | 1579 | 0 | 0 | 0 | 0 | 0 | 0 | 0 | 1579 | 0 | 0 | 0 | 0
61201 | OR Solar 3, LLC | Heelstone Energy Holdings, LLC | OR | 100% | FALSE | 41 | 0 | 0 | 0 | 0 | 0 | 0 | 0 | 41 | 0 | 0 | 0 | 0
61208 | Gulfport Naval Base CSG PV System | WGL Energy Systems, Inc | MS | 100% | FALSE | 5843 | 0 | 0 | 0 | 0 | 0 | 0 | 0 | 5843 | 0 | 0 | 0 | 0
61209 | Sacramento Regional County Sanitation PV | Tesla Inc. | CA | 100% | FALSE | 0 | 0 | 0 | 0 | 0 | 0 | 0 | 0 | 0 | 0 | 0 | 0 | 0
61210 | Finger Lakes Solar I | Finger Lakes Solar I, LLC | NY | 100% | FALSE | 3885 | 0 | 0 | 0 | 0 | 0 | 0 | 0 | 3885 | 0 | 0 | 0 | 0
61211 | IKEA Memphis 508 | IKEA Property Inc | TN | 100% | FALSE | 2006 | 0 | 0 | 0 | 0 | 0 | 0 | 0 | 2006 | 0 | 0 | 0 | 0
61217 | Head of U Canal Hydro Project | North Side Energy Company | ID | 100% | FALSE | 4372 | 0 | 0 | 0 | 0 | 0 | 4372 | 0 | 0 | 0 | 0 | 0 | 0
61220 | Spencer Farm, LLC | Spencer Farm, LLC | NC | 100% | FALSE | 8085 | 0 | 0 | 0 | 0 | 0 | 0 | 0 | 8085 | 0 | 0 | 0 | 0
61221 | Redbed Plains Wind Farm | EDP | OK | 100% | TRUE | 129986 | 0 | 0 | 0 | 0 | 0 | 0 | 0 | 129986 | 0 | 0 | 0 | 0
61222 | Golden Hills North Wind Energy Center | NextEra Energy | CA | 100% | TRUE | 10223 | 0 | 0 | 0 | 0 | 0 | 0 | 0 | 10223 | 0 | 0 | 0 | 0
61224 | 350 Clark Solar, NG, LLC | 350 Clark Solar NG, LLC | NJ | 100% | FALSE | 1143 | 0 | 0 | 0 | 0 | 0 | 0 | 0 | 1143 | 0 | 0 | 0 | 0
61237 | 433 Purchase Solar NG, LLC | 433 Purchase Solar NG, LLC | MA | 100% | FALSE | 3662 | 0 | 0 | 0 | 0 | 0 | 0 | 0 | 3662 | 0 | 0 | 0 | 0
61238 | NY - Presbyt. Hospital - 525 E 68TH St | NY - PRESBYTERIAN HOSPITAL-525 E 68TH ST | NY | 100% | FALSE | 46773 | 46773 | 0 | 45248 | 1525 | 0 | 0 | 0 | 0 | 31040.0723 | 0 | 0 | 0
61243 | Old Wardour Solar | NuGen Capital Management | MA | 100% | FALSE | 7028 | 0 | 0 | 0 | 0 | 0 | 0 | 0 | 7028 | 0 | 0 | 0 | 0
61244 | Shuman Solar | NuGen Capital Management | MA | 100% | FALSE | 2298 | 0 | 0 | 0 | 0 | 0 | 0 | 0 | 2298 | 0 | 0 | 0 | 0
61245 | Vuelta Solar | NuGen Capital Management | MA | 100% | FALSE | 7028 | 0 | 0 | 0 | 0 | 0 | 0 | 0 | 7028 | 0 | 0 | 0 | 0
61246 | ACE-Stanton PV | ACE-Stanton, LLC | FL | 100% | FALSE | 2755 | 0 | 0 | 0 | 0 | 0 | 0 | 0 | 2755 | 0 | 0 | 0 | 0
61247 | ACE-Stanton A PV | ACE-Stanton A, LLC | FL | 100% | FALSE | 2308 | 0 | 0 | 0 | 0 | 0 | 0 | 0 | 2308 | 0 | 0 | 0 | 0
61248 | Glopak Solar PV Power Plant | Glopak Corporation | NJ | 100% | FALSE | 1085 | 0 | 0 | 0 | 0 | 0 | 0 | 0 | 1085 | 0 | 0 | 0 | 0
61249 | Westmont 300A | Westmont Solar, LLC | CA | 100% | FALSE | 3684 | 0 | 0 | 0 | 0 | 0 | 0 | 0 | 3684 | 0 | 0 | 0 | 0
61250 | USPS PV | USPS LA Solar FiT A & B | CA | 100% | FALSE | 8064 | 0 | 0 | 0 | 0 | 0 | 0 | 0 | 8064 | 0 | 0 | 0 | 0
61255 | Haywood Farm Solar, LLC | CD Global Solar Holdings, LLC | NC | 100% | FALSE | 3446 | 0 | 0 | 0 | 0 | 0 | 0 | 0 | 3446 | 0 | 0 | 0 | 0
61256 | Hood Farm Solar, LLC | CD Global Solar Holdings, LLC | NC | 100% | FALSE | 3690 | 0 | 0 | 0 | 0 | 0 | 0 | 0 | 3690 | 0 | 0 | 0 | 0
61257 | ZV Solar 2, LLC | CD Global Solar Holdings, LLC | NC | 100% | FALSE | 4165 | 0 | 0 | 0 | 0 | 0 | 0 | 0 | 4165 | 0 | 0 | 0 | 0
61258 | Innovative Solar 35, LLC | CD Global Solar Holdings, LLC | NC | 100% | FALSE | 3526 | 0 | 0 | 0 | 0 | 0 | 0 | 0 | 3526 | 0 | 0 | 0 | 0
61259 | Innovative Solar 59, LLC | CD Global Solar Holdings, LLC | NC | 100% | FALSE | 3677 | 0 | 0 | 0 | 0 | 0 | 0 | 0 | 3677 | 0 | 0 | 0 | 0
61260 | Innovative Solar 60, LLC | CD Global Solar Holdings, LLC | NC | 100% | FALSE | 3837 | 0 | 0 | 0 | 0 | 0 | 0 | 0 | 3837 | 0 | 0 | 0 | 0
61261 | Rock Falls Wind Farm LLC | EDF | OK | 100% | TRUE | 45648 | 0 | 0 | 0 | 0 | 0 | 0 | 0 | 45648 | 0 | 0 | 0 | 0
61268 | Kayenta Solar Project | NGI-Kayenta Solar Lessor I, LLC | AZ | 100% | FALSE | 51170 | 0 | 0 | 0 | 0 | 0 | 0 | 0 | 51170 | 0 | 0 | 0 | 0
61274 | Wilson Solar Farm 1 | GCL New Energy, Inc. | NC | 100% | FALSE | 4802 | 0 | 0 | 0 | 0 | 0 | 0 | 0 | 4802 | 0 | 0 | 0 | 0
61275 | Wilson Solar Farm 2 | GCL New Energy, Inc. | NC | 100% | FALSE | 7554 | 0 | 0 | 0 | 0 | 0 | 0 | 0 | 7554 | 0 | 0 | 0 | 0
61276 | Wilson Solar Farm 3 | GCL New Energy, Inc. | NC | 100% | FALSE | 11256 | 0 | 0 | 0 | 0 | 0 | 0 | 0 | 11256 | 0 | 0 | 0 | 0
61277 | Wilson Solar Farm 4 | GCL New Energy, Inc. | NC | 100% | FALSE | 12908 | 0 | 0 | 0 | 0 | 0 | 0 | 0 | 12908 | 0 | 0 | 0 | 0
61278 | Wilson Solar Farm 5 | GCL New Energy, Inc. | NC | 100% | FALSE | 11552 | 0 | 0 | 0 | 0 | 0 | 0 | 0 | 11552 | 0 | 0 | 0 | 0
61279 | Wilson Solar Farm 6 | GCL New Energy, Inc. | NC | 100% | FALSE | 11611 | 0 | 0 | 0 | 0 | 0 | 0 | 0 | 11611 | 0 | 0 | 0 | 0
61280 | Wilson Solar Farm 7 | GCL New Energy, Inc. | NC | 100% | FALSE | 12973 | 0 | 0 | 0 | 0 | 0 | 0 | 0 | 12973 | 0 | 0 | 0 | 0
61282 | APG Combined Heat and Power Plant | US Dept of Army, Garrison, APG | MD | 100% | FALSE | 50523 | 50523 | 0 | 49900.519 | 622.481 | 0 | 0 | 0 | 0 | 36087.1136 | 0 | 0 | 0
61283 | Bladenboro Solar, LLC | Cypress Creek Renewables | NC | 100% | FALSE | 10179 | 0 | 0 | 0 | 0 | 0 | 0 | 0 | 10179 | 0 | 0 | 0 | 0
61284 | Lux Solar, LLC | Cypress Creek Renewables | NC | 100% | FALSE | 4010 | 0 | 0 | 0 | 0 | 0 | 0 | 0 | 4010 | 0 | 0 | 0 | 0
61288 | Roxboro Solar Farm, LLC | Cypress Creek Renewables | NC | 100% | FALSE | 9282 | 0 | 0 | 0 | 0 | 0 | 0 | 0 | 9282 | 0 | 0 | 0 | 0
61289 | River Bend Solar, LLC | Enerparc Inc. | MT | 100% | FALSE | 2893 | 0 | 0 | 0 | 0 | 0 | 0 | 0 | 2893 | 0 | 0 | 0 | 0
61290 | South Mills Solar, LLC | Enerparc Inc. | MT | 100% | FALSE | 4247 | 0 | 0 | 0 | 0 | 0 | 0 | 0 | 4247 | 0 | 0 | 0 | 0
61291 | Green Meadow Solar, LLC | Enerparc Inc. | MT | 100% | FALSE | 4339 | 0 | 0 | 0 | 0 | 0 | 0 | 0 | 4339 | 0 | 0 | 0 | 0
61292 | Jackson Solar Farm | GCL New Energy, Inc. | NC | 100% | FALSE | 15630 | 0 | 0 | 0 | 0 | 0 | 0 | 0 | 15630 | 0 | 0 | 0 | 0
61294 | Farley Road Community Solar | nexamp | MA | 100% | FALSE | 289 | 0 | 0 | 0 | 0 | 0 | 0 | 0 | 289 | 0 | 0 | 0 | 0
61297 | Upton Community Solar | nexamp | MA | 100% | FALSE | 870 | 0 | 0 | 0 | 0 | 0 | 0 | 0 | 870 | 0 | 0 | 0 | 0
61298 | Pleasantdale Road Community Solar | nexamp | MA | 100% | FALSE | 220 | 0 | 0 | 0 | 0 | 0 | 0 | 0 | 220 | 0 | 0 | 0 | 0
61299 | Hatfield Renewables Community Solar | nexamp | MA | 100% | FALSE | 746 | 0 | 0 | 0 | 0 | 0 | 0 | 0 | 746 | 0 | 0 | 0 | 0
61303 | Bluff Point Wind Facility | NextEra Energy | IN | 100% | TRUE | 41606 | 0 | 0 | 0 | 0 | 0 | 0 | 0 | 41606 | 0 | 0 | 0 | 0
61307 | Peterson Road Solar | Peterson Road Solar, LLC | MA | 100% | FALSE | 2998 | 0 | 0 | 0 | 0 | 0 | 0 | 0 | 2998 | 0 | 0 | 0 | 0
61308 | Sampson Road Community Solar | nexamp | MA | 100% | FALSE | 0 | 0 | 0 | 0 | 0 | 0 | 0 | 0 | 0 | 0 | 0 | 0 | 0
61309 | IKEA Grand Prairie Rooftop PV System | IKEA Property Inc | TX | 100% | FALSE | 165 | 0 | 0 | 0 | 0 | 0 | 0 | 0 | 165 | 0 | 0 | 0 | 0
61310 | Crittenden Solar Facility | Duke | KY | 100% | TRUE | 148 | 0 | 0 | 0 | 0 | 0 | 0 | 0 | 148 | 0 | 0 | 0 | 0
61311 | Walton 1 Solar Facility | Duke | KY | 100% | TRUE | 36 | 0 | 0 | 0 | 0 | 0 | 0 | 0 | 36 | 0 | 0 | 0 | 0
61312 | Walton 2 Solar Facility | Duke | KY | 100% | TRUE | 103 | 0 | 0 | 0 | 0 | 0 | 0 | 0 | 103 | 0 | 0 | 0 | 0
61314 | SR Kersey | Silicon Ranch Corporation | CO | 100% | FALSE | 1773 | 0 | 0 | 0 | 0 | 0 | 0 | 0 | 1773 | 0 | 0 | 0 | 0
61315 | Golden Hills Solar | Golden Hills Solar, LLC | MA | 100% | FALSE | 1284 | 0 | 0 | 0 | 0 | 0 | 0 | 0 | 1284 | 0 | 0 | 0 | 0
61323 | Saluda Solar II | Saluda Solar II, LLC | SC | 100% | FALSE | 3625 | 0 | 0 | 0 | 0 | 0 | 0 | 0 | 3625 | 0 | 0 | 0 | 0
61324 | Odyssey Solar | Odyssey Solar, LLC | SC | 100% | FALSE | 6122 | 0 | 0 | 0 | 0 | 0 | 0 | 0 | 6122 | 0 | 0 | 0 | 0
61325 | Hampton Solar I | Pine Gate Renewables | SC | 100% | FALSE | 4750 | 0 | 0 | 0 | 0 | 0 | 0 | 0 | 4750 | 0 | 0 | 0 | 0
61326 | Cameron Solar II | Pine Gate Renewables | SC | 100% | FALSE | 3743 | 0 | 0 | 0 | 0 | 0 | 0 | 0 | 3743 | 0 | 0 | 0 | 0
61327 | Barnwell Solar | Pine Gate Renewables | SC | 100% | FALSE | 5602 | 0 | 0 | 0 | 0 | 0 | 0 | 0 | 5602 | 0 | 0 | 0 | 0
61328 | Crater Community Solar | Berkshire Hathaway Energy | MN | 100% | TRUE | 290 | 0 | 0 | 0 | 0 | 0 | 0 | 0 | 290 | 0 | 0 | 0 | 0
61330 | Hog Creek Wind Project | EDP | OH | 100% | TRUE | 11993 | 0 | 0 | 0 | 0 | 0 | 0 | 0 | 11993 | 0 | 0 | 0 | 0
61335 | Great Divide Solar, LLC | Enerparc Inc. | MT | 100% | FALSE | 750 | 0 | 0 | 0 | 0 | 0 | 0 | 0 | 750 | 0 | 0 | 0 | 0
61336 | Black Eagle Solar, LLC | Enerparc Inc. | MT | 100% | FALSE | 625 | 0 | 0 | 0 | 0 | 0 | 0 | 0 | 625 | 0 | 0 | 0 | 0
61337 | Magpie Solar, LLC | Enerparc Inc. | MT | 100% | FALSE | 779 | 0 | 0 | 0 | 0 | 0 | 0 | 0 | 779 | 0 | 0 | 0 | 0
61338 | Mill Creek Solar (OR) | Pine Gate Renewables | OR | 100% | FALSE | 25 | 0 | 0 | 0 | 0 | 0 | 0 | 0 | 25 | 0 | 0 | 0 | 0
61340 | Next Generation Solar Farm | Cypress Creek Renewables | VT | 100% | FALSE | 0 | 0 | 0 | 0 | 0 | 0 | 0 | 0 | 0 | 0 | 0 | 0 | 0
61341 | Grafton PV | BWC Salmon Brook, LLC | MA | 100% | FALSE | 4264 | 0 | 0 | 0 | 0 | 0 | 0 | 0 | 4264 | 0 | 0 | 0 | 0
61347 | Long Henry Solar | Cypress Creek Renewables | NC | 100% | FALSE | 1157 | 0 | 0 | 0 | 0 | 0 | 0 | 0 | 1157 | 0 | 0 | 0 | 0
61349 | Westmont 400B | Westmont Solar, LLC | CA | 100% | FALSE | 1108 | 0 | 0 | 0 | 0 | 0 | 0 | 0 | 1108 | 0 | 0 | 0 | 0
61350 | MDFA Devens-Saratoga | WGL Energy Systems, Inc | MA | 100% | FALSE | 2315 | 0 | 0 | 0 | 0 | 0 | 0 | 0 | 2315 | 0 | 0 | 0 | 0
61351 | Bear Creek Solar | Cypress Creek Renewables | NC | 100% | FALSE | 532 | 0 | 0 | 0 | 0 | 0 | 0 | 0 | 532 | 0 | 0 | 0 | 0
61352 | Bondi Solar | Cypress Creek Renewables | NC | 100% | FALSE | 0 | 0 | 0 | 0 | 0 | 0 | 0 | 0 | 0 | 0 | 0 | 0 | 0
61354 | Princeton Solar Project | NJR Clean Energy Ventures Corporation | NJ | 100% | FALSE | 707 | 0 | 0 | 0 | 0 | 0 | 0 | 0 | 707 | 0 | 0 | 0 | 0
61355 | Arlington Outlet Hydroelectric Generator | Tarrant Regional Water District | TX | 100% | FALSE | 1588 | 0 | 0 | 0 | 0 | 0 | 1588 | 0 | 0 | 0 | 0 | 0 | 0
61357 | Red Pine Wind Project | EDF | MN | 100% | TRUE | 110530 | 0 | 0 | 0 | 0 | 0 | 0 | 0 | 110530 | 0 | 0 | 0 | 0
61358 | IGS Solar I - BWI5 | IGS Solar I, LLC | MD | 100% | FALSE | 1969 | 0 | 0 | 0 | 0 | 0 | 0 | 0 | 1969 | 0 | 0 | 0 | 0
61359 | IGS Solar I - EWR5 | IGS Solar I, LLC | NJ | 100% | FALSE | 3600 | 0 | 0 | 0 | 0 | 0 | 0 | 0 | 3600 | 0 | 0 | 0 | 0
61360 | IGS Solar I - EWR6 | IGS Solar I, LLC | NJ | 100% | FALSE | 3189 | 0 | 0 | 0 | 0 | 0 | 0 | 0 | 3189 | 0 | 0 | 0 | 0
61362 | NRG Elbow Creek Energy Storage Project | NRG | TX | 100% | TRUE | 0 | 0 | 0 | 0 | 0 | 0 | 0 | 0 | 0 | 0 | 0 | 0 | 0
61363 | Equuleus Community Solar Gardens | Equuleus Community Solar Gardens, LLC | MN | 100% | FALSE | 1528 | 0 | 0 | 0 | 0 | 0 | 0 | 0 | 1528 | 0 | 0 | 0 | 0
61367 | Smith & Wesson at Springfield MA PV | Exelon | MA | 100% | TRUE | 1341 | 0 | 0 | 0 | 0 | 0 | 0 | 0 | 1341 | 0 | 0 | 0 | 0
61370 | Walnut Springs Solar | Cypress Creek Renewables | TX | 100% | FALSE | 10850 | 0 | 0 | 0 | 0 | 0 | 0 | 0 | 10850 | 0 | 0 | 0 | 0
61371 | Centaurus Solar - MA | LSE Centaurus LLC | MA | 100% | FALSE | 3323.43 | 0 | 0 | 0 | 0 | 0 | 0 | 0 | 3323.43 | 0 | 0 | 0 | 0
61373 | Kearsarge Bellingham PV | Kearsarge Bellingham LLC | MA | 100% | FALSE | 4587 | 0 | 0 | 0 | 0 | 0 | 0 | 0 | 4587 | 0 | 0 | 0 | 0
61374 | Clarke Solar Power Facility | Dominion | VA | 100% | TRUE | 9257 | 0 | 0 | 0 | 0 | 0 | 0 | 0 | 9257 | 0 | 0 | 0 | 0
61375 | Cherrydale Solar Power Facility | Dominion | VA | 100% | TRUE | 5947 | 0 | 0 | 0 | 0 | 0 | 0 | 0 | 5947 | 0 | 0 | 0 | 0
61376 | Cedar Creek PV | AES | NY | 100% | TRUE | 720 | 0 | 0 | 0 | 0 | 0 | 0 | 0 | 720 | 0 | 0 | 0 | 0
61377 | Amazon - Patterson PV | AES | CA | 100% | TRUE | 3540 | 0 | 0 | 0 | 0 | 0 | 0 | 0 | 3540 | 0 | 0 | 0 | 0
61378 | Northern Westchester Hospital | Northern Westchester Hospital | NY | 100% | FALSE | 0 | 0 | 0 | 0 | 0 | 0 | 0 | 0 | 0 | 59.1628 | 0 | 0 | 0
61385 | Georgia LFG Oak Grove Plant | Cube District Energy, LLC | GA | 100% | FALSE | 31390 | 0 | 0 | 0 | 0 | 0 | 0 | 31390 | 0 | 0 | 0 | 0 | 0
61386 | Georgia LFG Pine Ridge Plant | Cube District Energy, LLC | GA | 100% | FALSE | 44655 | 0 | 0 | 0 | 0 | 0 | 0 | 44655 | 0 | 0 | 0 | 0 | 0
61387 | Georgia LFG Richland Creek Plant | Cube District Energy, LLC | GA | 100% | FALSE | 68149 | 0 | 0 | 0 | 0 | 0 | 0 | 68149 | 0 | 0 | 0 | 0 | 0
61388 | AEP Jacksonville Solar Project | AEP | FL | 100% | TRUE | 8259 | 0 | 0 | 0 | 0 | 0 | 0 | 0 | 8259 | 0 | 0 | 0 | 0
61389 | Letchworth Solar Project | AEP | NY | 100% | TRUE | 1151 | 0 | 0 | 0 | 0 | 0 | 0 | 0 | 1151 | 0 | 0 | 0 | 0
61397 | Georgia Power at Jakin GA PV | Constellation Solar Georgia 2, LLC | GA | 100% | FALSE | 57 | 0 | 0 | 0 | 0 | 0 | 0 | 0 | 57 | 0 | 0 | 0 | 0
61398 | Canis Major Solar Farm | LSE Canis Major LLC | CT | 100% | FALSE | 2737.35 | 0 | 0 | 0 | 0 | 0 | 0 | 0 | 2737.35 | 0 | 0 | 0 | 0
61399 | Ashby Duffy CSG Solar Farm | LSE Cassiopeia LLC | MA | 100% | FALSE | 31.68 | 0 | 0 | 0 | 0 | 0 | 0 | 0 | 31.68 | 0 | 0 | 0 | 0
61403 | Deep Branch Farm | Deep Branch Farm, LLC | NC | 100% | FALSE | 9191 | 0 | 0 | 0 | 0 | 0 | 0 | 0 | 9191 | 0 | 0 | 0 | 0
61404 | Pikeville Farm | Pikeville Farm, LLC | NC | 100% | FALSE | 724 | 0 | 0 | 0 | 0 | 0 | 0 | 0 | 724 | 0 | 0 | 0 | 0
61405 | Moorings Farm 2 | Moorings Farm 2, LLC | NC | 100% | FALSE | 2417 | 0 | 0 | 0 | 0 | 0 | 0 | 0 | 2417 | 0 | 0 | 0 | 0
61406 | Essex Solar Center | Essex Solar Center, LLC | VA | 100% | FALSE | 1017 | 0 | 0 | 0 | 0 | 0 | 0 | 0 | 1017 | 0 | 0 | 0 | 0
61407 | Cottonwood Wind Energy Center | NextEra Energy | NE | 100% | TRUE | 68947 | 0 | 0 | 0 | 0 | 0 | 0 | 0 | 68947 | 0 | 0 | 0 | 0
61408 | Canis Minor Solar Farm | LSE Canis Minor LLC | CT | 100% | FALSE | 1306.8 | 0 | 0 | 0 | 0 | 0 | 0 | 0 | 1306.8 | 0 | 0 | 0 | 0
61409 | Highway 56 Solar | Cypress Creek Renewables | TX | 100% | FALSE | 0 | 0 | 0 | 0 | 0 | 0 | 0 | 0 | 0 | 0 | 0 | 0 | 0
61410 | Whitesboro Solar | Cypress Creek Renewables | TX | 100% | FALSE | 0 | 0 | 0 | 0 | 0 | 0 | 0 | 0 | 0 | 0 | 0 | 0 | 0
61411 | Whitesboro Solar II | Cypress Creek Renewables | TX | 100% | FALSE | 0 | 0 | 0 | 0 | 0 | 0 | 0 | 0 | 0 | 0 | 0 | 0 | 0
61413 | NYC-HH - CONEY ISLAND HOSPITAL | NYC-HH Coney Island Hospital | NY | 100% | FALSE | 0 | 0 | 0 | 0 | 0 | 0 | 0 | 0 | 0 | 0 | 0 | 0 | 0
61414 | NY Times Daily Production Facility | The NY Times Production Facility | NY | 100% | FALSE | 79 | 79 | 0 | 0 | 79 | 0 | 0 | 0 | 0 | 80.4635 | 0 | 0 | 0
61415 | West Boylston Community Shared Solar | Town of West Boylston - (MA) | MA | 100% | FALSE | 2214 | 0 | 0 | 0 | 0 | 0 | 0 | 0 | 2214 | 0 | 0 | 0 | 0
61416 | Mount Sinai Hospital | Mount Sinai Hospital | NY | 100% | FALSE | 0 | 0 | 0 | 0 | 0 | 0 | 0 | 0 | 0 | 0 | 0 | 0 | 0
61419 | One Ten Partners PV | One Ten Partner, LLC | CA | 100% | FALSE | 1227 | 0 | 0 | 0 | 0 | 0 | 0 | 0 | 1227 | 0 | 0 | 0 | 0
61422 | Southampton Solar, LLC | Dominion | VA | 100% | TRUE | 19745 | 0 | 0 | 0 | 0 | 0 | 0 | 0 | 19745 | 0 | 0 | 0 | 0
61425 | Coyote Ridge Community Solar | Poudre Valley REA, Inc | CO | 100% | FALSE | 475 | 0 | 0 | 0 | 0 | 0 | 0 | 0 | 475 | 0 | 0 | 0 | 0
61430 | OR Solar 6, LLC | Heelstone Energy Holdings, LLC | OR | 100% | FALSE | 121 | 0 | 0 | 0 | 0 | 0 | 0 | 0 | 121 | 0 | 0 | 0 | 0
61439 | Panasonic Carport Solar | Xcel | CO | 100% | TRUE | 1570 | 0 | 0 | 0 | 0 | 0 | 0 | 0 | 1570 | 0 | 0 | 0 | 0
61441 | Denver Braswell PV | IGS ORIX Solar I, LLC | GA | 100% | FALSE | 787 | 0 | 0 | 0 | 0 | 0 | 0 | 0 | 787 | 0 | 0 | 0 | 0
61451 | Northfield Holdco CSG | Northfield Holdco LLC | MN | 100% | FALSE | 194 | 0 | 0 | 0 | 0 | 0 | 0 | 0 | 194 | 0 | 0 | 0 | 0
61452 | Waterford Holdco CSG | Waterford Holdco LLC | MN | 100% | FALSE | 49 | 0 | 0 | 0 | 0 | 0 | 0 | 0 | 49 | 0 | 0 | 0 | 0
61453 | B.R. Corcoran CSG | Minnesota Solar CSG 19, LLC | MN | 100% | FALSE | 700 | 0 | 0 | 0 | 0 | 0 | 0 | 0 | 700 | 0 | 0 | 0 | 0
61454 | B.R. Sartell CSG | Minnesota Solar CSG 21, LLC | MN | 100% | FALSE | 354 | 0 | 0 | 0 | 0 | 0 | 0 | 0 | 354 | 0 | 0 | 0 | 0
61455 | B.R. Sauk Rapids CSG | Minnesota Solar CSG 9, LLC | MN | 100% | FALSE | 706 | 0 | 0 | 0 | 0 | 0 | 0 | 0 | 706 | 0 | 0 | 0 | 0
61456 | Montgomery Winsted CSG | Minnesota Solar CSG 4, LLC | MN | 100% | FALSE | 431 | 0 | 0 | 0 | 0 | 0 | 0 | 0 | 431 | 0 | 0 | 0 | 0
61457 | Palmer Solar Center | Palmer Solar Center, LLC | VA | 100% | FALSE | 225 | 0 | 0 | 0 | 0 | 0 | 0 | 0 | 225 | 0 | 0 | 0 | 0
61458 | Martin Solar Center | Martin Solar Center, LLC | VA | 100% | FALSE | 277 | 0 | 0 | 0 | 0 | 0 | 0 | 0 | 277 | 0 | 0 | 0 | 0
61459 | Georgia Power at Swainsboro | Constellation Solar Georgia 2, LLC | GA | 100% | FALSE | 717 | 0 | 0 | 0 | 0 | 0 | 0 | 0 | 717 | 0 | 0 | 0 | 0
61460 | IOS - MEW Phase 1 | IGS ORIX Solar I, LLC | ME | 100% | FALSE | 4981 | 0 | 0 | 0 | 0 | 0 | 0 | 0 | 4981 | 0 | 0 | 0 | 0
61462 | SR Platte Solar Farm | SR Platte | CO | 100% | FALSE | 2578 | 0 | 0 | 0 | 0 | 0 | 0 | 0 | 2578 | 0 | 0 | 0 | 0
61463 | Vandenberg Solar Project | Vandenberg Solar I, LLC | CA | 100% | FALSE | 1514 | 0 | 0 | 0 | 0 | 0 | 0 | 0 | 1514 | 0 | 0 | 0 | 0
61464 | CoreSite Real Estate 2972 Stender, L.P. | CoreSite Real Estate 2972 Stender, L.P. | CA | 100% | FALSE | 0 | 0 | 0 | 0 | 0 | 0 | 0 | 0 | 0 | 0 | 0 | 0 | 0
61465 | IGS Solar I - BWI2 | IGS ORIX Solar I, LLC | MD | 100% | FALSE | 2322 | 0 | 0 | 0 | 0 | 0 | 0 | 0 | 2322 | 0 | 0 | 0 | 0
61466 | IOS - ERW9 | IGS ORIX Solar I, LLC | NJ | 100% | FALSE | 2832 | 0 | 0 | 0 | 0 | 0 | 0 | 0 | 2832 | 0 | 0 | 0 | 0
61467 | City of Lexington | IGS ORIX Solar I, LLC | NE | 100% | FALSE | 4655 | 0 | 0 | 0 | 0 | 0 | 0 | 0 | 4655 | 0 | 0 | 0 | 0
61468 | Valdosta Prison | IGS ORIX Solar I, LLC | GA | 100% | FALSE | 684 | 0 | 0 | 0 | 0 | 0 | 0 | 0 | 684 | 0 | 0 | 0 | 0
61472 | San Luis Solar Garden | San Luis Solar Garden LLC | CO | 100% | FALSE | 901 | 0 | 0 | 0 | 0 | 0 | 0 | 0 | 901 | 0 | 0 | 0 | 0
61473 | Hopewell Valley High School | Hopewell Valley High School | NJ | 100% | FALSE | 1676 | 0 | 0 | 0 | 0 | 0 | 0 | 838 | 838 | 0 | 0 | 0 | 0
61474 | CoreSite Real Estate 55 S. Market Street | CoreSite Real Estate 55 S. Market Street, LLC | CA | 100% | FALSE | 0 | 0 | 0 | 0 | 0 | 0 | 0 | 0 | 0 | 0 | 0 | 0 | 0
61475 | CoreSite Real Estate 1656 McCarthy, L.P. | CoreSite Real Estate 1656 McCarthy, L.P. | CA | 100% | FALSE | 36 | 36 | 0 | 0 | 36 | 0 | 0 | 0 | 0 | 29.2669 | 0 | 0 | 0
61476 | CoreSite Real Estate 2901 Coronado, L.P. | CoreSite Real Estate 2901 Coronado, L.P. | CA | 100% | FALSE | 0 | 0 | 0 | 0 | 0 | 0 | 0 | 0 | 0 | 0 | 0 | 0 | 0
61482 | CoreSite Real Estate 3032 Coronado, L.P. | CoreSite Real Estate 3032 Coronado, L.P. | CA | 100% | FALSE | 0 | 0 | 0 | 0 | 0 | 0 | 0 | 0 | 0 | 0 | 0 | 0 | 0
61487 | SL Babylon | SL Babylon, LLC | NY | 100% | FALSE | 410 | 0 | 0 | 0 | 0 | 0 | 0 | 0 | 410 | 0 | 0 | 0 | 0
61488 | NYU LANGONE HEALTH | NYU Langone Health | NY | 100% | FALSE | 57972 | 57972 | 0 | 57972 | 0 | 0 | 0 | 0 | 0 | 50210.6443 | 0 | 0 | 0
61489 | Cameron Solar | EDP | SC | 100% | TRUE | 133 | 0 | 0 | 0 | 0 | 0 | 0 | 0 | 133 | 0 | 0 | 0 | 0
61490 | Estill Solar | EDP | SC | 100% | TRUE | 1574 | 0 | 0 | 0 | 0 | 0 | 0 | 0 | 1574 | 0 | 0 | 0 | 0
61491 | First Citizens Bank | First Citizens Bank | NC | 100% | FALSE | 1796 | 0 | 0 | 0 | 0 | 0 | 0 | 0 | 1796 | 0 | 0 | 0 | 0
61493 | Harvest Moon Renewable Energy Company | Harvest Moon Renewable Energy Company LLC | TX | 100% | FALSE | 966 | 0 | 0 | 0 | 0 | 0 | 0 | 0 | 966 | 0 | 0 | 0 | 0
61498 | Hampton Solar 2 | EDP | SC | 100% | TRUE | 953 | 0 | 0 | 0 | 0 | 0 | 0 | 0 | 953 | 0 | 0 | 0 | 0
61499 | CED Foster | ConEdison | RI | 100% | FALSE | 0 | 0 | 0 | 0 | 0 | 0 | 0 | 0 | 0 | 0 | 0 | 0 | 0
61509 | Monroe County Sites A & B | AES | NY | 100% | TRUE | 2 | 0 | 0 | 0 | 0 | 0 | 0 | 0 | 2 | 0 | 0 | 0 | 0
61510 | Monroe County Sites C, D, & E | AES | NY | 100% | TRUE | 7 | 0 | 0 | 0 | 0 | 0 | 0 | 0 | 7 | 0 | 0 | 0 | 0
61512 | Bullock Solar, LLC | Cypress Creek Renewables | NC | 100% | FALSE | 2870 | 0 | 0 | 0 | 0 | 0 | 0 | 0 | 2870 | 0 | 0 | 0 | 0
61513 | Marlin Solar | Cypress Creek Renewables | TX | 100% | FALSE | 0 | 0 | 0 | 0 | 0 | 0 | 0 | 0 | 0 | 0 | 0 | 0 | 0
61514 | North Gainesville Solar | Cypress Creek Renewables | TX | 100% | FALSE | 0 | 0 | 0 | 0 | 0 | 0 | 0 | 0 | 0 | 0 | 0 | 0 | 0
61515 | DG Camden LLC Holtec | DG Camden, LLC | NJ | 100% | FALSE | 0 | 0 | 0 | 0 | 0 | 0 | 0 | 0 | 0 | 0 | 0 | 0 | 0
61518 | 301 Chestnut Solar NG | 302 Chestnut Solar NG, LLC | MA | 100% | FALSE | 1847 | 0 | 0 | 0 | 0 | 0 | 0 | 0 | 1847 | 0 | 0 | 0 | 0
61519 | Baker Point | Cypress Creek Renewables | MD | 100% | FALSE | 2161 | 0 | 0 | 0 | 0 | 0 | 0 | 0 | 2161 | 0 | 0 | 0 | 0
61520 | Rosewood Solar | Cypress Creek Renewables | NC | 100% | FALSE | 582 | 0 | 0 | 0 | 0 | 0 | 0 | 0 | 582 | 0 | 0 | 0 | 0
61521 | Swamp Fox Solar | Swamp Fox Solar, LLC | SC | 100% | FALSE | 569 | 0 | 0 | 0 | 0 | 0 | 0 | 0 | 569 | 0 | 0 | 0 | 0
61522 | Champion Solar | Champion Solar, LLC | SC | 100% | FALSE | 708 | 0 | 0 | 0 | 0 | 0 | 0 | 0 | 708 | 0 | 0 | 0 | 0
61523 | Haley Solar | Haley Solar, LLC | SC | 100% | FALSE | 858 | 0 | 0 | 0 | 0 | 0 | 0 | 0 | 858 | 0 | 0 | 0 | 0
61524 | Whitewright Solar | Cypress Creek Renewables | TX | 100% | FALSE | 0 | 0 | 0 | 0 | 0 | 0 | 0 | 0 | 0 | 0 | 0 | 0 | 0
61525 | ABD Farms | Cypress Creek Renewables | NC | 100% | FALSE | 0 | 0 | 0 | 0 | 0 | 0 | 0 | 0 | 0 | 0 | 0 | 0 | 0
61527 | Bakatsias Solar | Cypress Creek Renewables | NC | 100% | FALSE | 0 | 0 | 0 | 0 | 0 | 0 | 0 | 0 | 0 | 0 | 0 | 0 | 0
61528 | Bayboro Solar Farm | Cypress Creek Renewables | NC | 100% | FALSE | 0 | 0 | 0 | 0 | 0 | 0 | 0 | 0 | 0 | 0 | 0 | 0 | 0
61529 | Estill Solar II | Cypress Creek Renewables | SC | 100% | FALSE | 0 | 0 | 0 | 0 | 0 | 0 | 0 | 0 | 0 | 0 | 0 | 0 | 0
61532 | Leon Solar | Cypress Creek Renewables | TX | 100% | FALSE | 0 | 0 | 0 | 0 | 0 | 0 | 0 | 0 | 0 | 0 | 0 | 0 | 0
61535 | Statesville Solar | Cypress Creek Renewables | NC | 100% | FALSE | 0 | 0 | 0 | 0 | 0 | 0 | 0 | 0 | 0 | 0 | 0 | 0 | 0
61536 | Wakefield Solar | Cypress Creek Renewables | NC | 100% | FALSE | 0 | 0 | 0 | 0 | 0 | 0 | 0 | 0 | 0 | 0 | 0 | 0 | 0
61537 | Weston Landfill Solar | Ameresco, Inc - Weston | MA | 100% | FALSE | 2789 | 0 | 0 | 0 | 0 | 0 | 0 | 0 | 2789 | 0 | 0 | 0 | 0
61538 | Braintree Landfill Solar | Ameresco, Inc - Braintree | MA | 100% | FALSE | 1388 | 0 | 0 | 0 | 0 | 0 | 0 | 0 | 1388 | 0 | 0 | 0 | 0
61539 | GELD Solar Farm | Ameresco, Inc - GELD | MA | 100% | FALSE | 3468 | 0 | 0 | 0 | 0 | 0 | 0 | 0 | 3468 | 0 | 0 | 0 | 0
61540 | Fort Hays State University Wind Farm | Fort Hays State University | KS | 100% | FALSE | 14974 | 0 | 0 | 0 | 0 | 0 | 0 | 0 | 14974 | 0 | 0 | 0 | 0
61542 | PopeSun CSG, LLC | Cypress Creek Renewables | MN | 100% | FALSE | 0 | 0 | 0 | 0 | 0 | 0 | 0 | 0 | 0 | 0 | 0 | 0 | 0
61543 | CF Novel Solar CSG Gardens Five, LLC | Cypress Creek Renewables | MN | 100% | FALSE | 0 | 0 | 0 | 0 | 0 | 0 | 0 | 0 | 0 | 0 | 0 | 0 | 0
61545 | CGSun, LLC | Cypress Creek Renewables | MN | 100% | FALSE | 0 | 0 | 0 | 0 | 0 | 0 | 0 | 0 | 0 | 0 | 0 | 0 | 0
61548 | CF Novel Solar CSG Gardens Seven, LLC | Cypress Creek Renewables | MN | 100% | FALSE | 0 | 0 | 0 | 0 | 0 | 0 | 0 | 0 | 0 | 0 | 0 | 0 | 0
61550 | NRG DG Haverhill | NRG | MA | 100% | TRUE | 1888 | 0 | 0 | 0 | 0 | 0 | 0 | 0 | 1888 | 0 | 0 | 0 | 0
61551 | Good Samaritan Hospital | Good Samaritan Hospital | NY | 100% | FALSE | 11 | 11 | 0 | 1.137 | 9.863 | 0 | 0 | 0 | 0 | 25.5935 | 0 | 0 | 0
61552 | Fort Detrick Solar PV | Montevue Lane Solar, LLC | MD | 100% | FALSE | 20550 | 0 | 0 | 0 | 0 | 0 | 0 | 0 | 20550 | 0 | 0 | 0 | 0
61553 | Klamath Falls Solar 2 | Clean Focus Renewables, Inc. | OR | 100% | FALSE | 70 | 0 | 0 | 0 | 0 | 0 | 0 | 0 | 70 | 0 | 0 | 0 | 0
61555 | NRG DG Crystal Spring | NRG | MA | 100% | TRUE | 2696 | 0 | 0 | 0 | 0 | 0 | 0 | 0 | 2696 | 0 | 0 | 0 | 0
61556 | Facebook 1 Solar Energy Center | NMRD Data Center, LLC | NM | 100% | FALSE | 658 | 0 | 0 | 0 | 0 | 0 | 0 | 0 | 658 | 0 | 0 | 0 | 0
61559 | Woodline Solar | Woodline Solar, LLC | OR | 100% | FALSE | 133 | 0 | 0 | 0 | 0 | 0 | 0 | 0 | 133 | 0 | 0 | 0 | 0
61560 | Eagle Point Solar | Norwest Energy 7, LLC | OR | 100% | FALSE | 0 | 0 | 0 | 0 | 0 | 0 | 0 | 0 | 0 | 0 | 0 | 0 | 0
61561 | Bladen Solar | Cypress Creek Renewables | NC | 100% | FALSE | 2813 | 0 | 0 | 0 | 0 | 0 | 0 | 0 | 2813 | 0 | 0 | 0 | 0
61563 | Denver Metro Solar | Denver Metro Solar LLC | CO | 100% | FALSE | 44 | 0 | 0 | 0 | 0 | 0 | 0 | 0 | 44 | 0 | 0 | 0 | 0
61567 | Woodhull Hospital | Woodhull Hospital | NY | 100% | FALSE | 84 | 84 | 0 | 0 | 84 | 0 | 0 | 0 | 0 | 512.6998 | 0 | 0 | 0
61568 | The Allen Hospital | The Allen Hospital | NY | 100% | FALSE | 0 | 0 | 0 | 0 | 0 | 0 | 0 | 0 | 0 | 0 | 0 | 0 | 0
61569 | Mount Sinai Beth Israel | Mount Sinai Beth Israel | NY | 100% | FALSE | 0 | 0 | 0 | 0 | 0 | 0 | 0 | 0 | 0 | 0 | 0 | 0 | 0
61580 | Tumbleweed Solar, LLC | Heelstone Energy Holdings, LLC | OR | 100% | FALSE | 146 | 0 | 0 | 0 | 0 | 0 | 0 | 0 | 146 | 0 | 0 | 0 | 0
61581 | Davis Lane Solar, LLC | Heelstone Energy Holdings, LLC | NC | 100% | FALSE | 2 | 0 | 0 | 0 | 0 | 0 | 0 | 0 | 2 | 0 | 0 | 0 | 0
61586 | MontSun | Generate Capital | MN | 100% | FALSE | 260 | 0 | 0 | 0 | 0 | 0 | 0 | 0 | 260 | 0 | 0 | 0 | 0
61587 | WaveSun | Generate Capital | MN | 100% | FALSE | 280 | 0 | 0 | 0 | 0 | 0 | 0 | 0 | 280 | 0 | 0 | 0 | 0
61589 | UL Advanced Wind Turbine Test Facility | West Texas A&M University | TX | 100% | FALSE | 0 | 0 | 0 | 0 | 0 | 0 | 0 | 0 | 0 | 0 | 0 | 0 | 0
61590 | NRG DG Foxborough Elm CSG | NRG | MA | 100% | TRUE | 532 | 0 | 0 | 0 | 0 | 0 | 0 | 0 | 532 | 0 | 0 | 0 | 0
61591 | Town of Foxborough - Landfill (SREC II) CSG | Town of Foxborough - Landfill (SREC II) | MA | 100% | FALSE | 594 | 0 | 0 | 0 | 0 | 0 | 0 | 0 | 594 | 0 | 0 | 0 | 0
61593 | Westmont 301 | Westmont Solar, LLC | CA | 100% | FALSE | 109 | 0 | 0 | 0 | 0 | 0 | 0 | 0 | 109 | 0 | 0 | 0 | 0
61595 | Flambeau Solar Partners | Flambeau Solar Partners, LLC | WI | 100% | FALSE | 2806 | 0 | 0 | 0 | 0 | 0 | 0 | 0 | 2806 | 0 | 0 | 0 | 0
61602 | CED Chicopee Solar | ConEdison | MA | 100% | FALSE | 3796 | 0 | 0 | 0 | 0 | 0 | 0 | 0 | 3796 | 0 | 0 | 0 | 0
61603 | UMASS | ConEdison | MA | 100% | FALSE | 5225 | 0 | 0 | 0 | 0 | 0 | 0 | 0 | 5225 | 0 | 0 | 0 | 0
61604 | Camden CSD Solar Array | AEP | NY | 100% | TRUE | 100 | 0 | 0 | 0 | 0 | 0 | 0 | 0 | 100 | 0 | 0 | 0 | 0
61605 | San Luis Valley Solar Array | AEP | CO | 100% | TRUE | 1216 | 0 | 0 | 0 | 0 | 0 | 0 | 0 | 1216 | 0 | 0 | 0 | 0
61606 | Vilas Solar Array | AEP | CO | 100% | TRUE | 198 | 0 | 0 | 0 | 0 | 0 | 0 | 0 | 198 | 0 | 0 | 0 | 0
61612 | WED Kingstown Solar I, LLC - West | WED Kingstown Solar I, LLC | RI | 100% | FALSE | 0 | 0 | 0 | 0 | 0 | 0 | 0 | 0 | 0 | 0 | 0 | 0 | 0
61613 | WED Stilson Solar | WED Stilson Solar, LLC | RI | 100% | FALSE | 0 | 0 | 0 | 0 | 0 | 0 | 0 | 0 | 0 | 0 | 0 | 0 | 0
61614 | Cyril | Western Farmers Elec Coop, Inc | OK | 100% | FALSE | 7238 | 0 | 0 | 0 | 0 | 0 | 0 | 0 | 7238 | 0 | 0 | 0 | 0
61615 | Hinton | Western Farmers Elec Coop, Inc | OK | 100% | FALSE | 3765 | 0 | 0 | 0 | 0 | 0 | 0 | 0 | 3765 | 0 | 0 | 0 | 0
61616 | Marietta | Western Farmers Elec Coop, Inc | OK | 100% | FALSE | 4556 | 0 | 0 | 0 | 0 | 0 | 0 | 0 | 4556 | 0 | 0 | 0 | 0
61617 | Pine Ridge | Western Farmers Elec Coop, Inc | OK | 100% | FALSE | 4421 | 0 | 0 | 0 | 0 | 0 | 0 | 0 | 4421 | 0 | 0 | 0 | 0
61618 | Tuttle | Western Farmers Elec Coop, Inc | OK | 100% | FALSE | 7471 | 0 | 0 | 0 | 0 | 0 | 0 | 0 | 7471 | 0 | 0 | 0 | 0
61619 | CDCR (CA) - Solano State Prison | SunE Solano SP Owner, LLC | CA | 100% | FALSE | 2525 | 0 | 0 | 0 | 0 | 0 | 0 | 0 | 2525 | 0 | 0 | 0 | 0
61620 | CDCR (CA) - Corcoran State Prison | SunE Corcoran SP Owner, LLC | CA | 100% | FALSE | 10025 | 0 | 0 | 0 | 0 | 0 | 0 | 0 | 10025 | 0 | 0 | 0 | 0
61621 | CDCR (CA) - Wasco State Prison | SunE Wasco SP Owner, LLC | CA | 100% | FALSE | 3453 | 0 | 0 | 0 | 0 | 0 | 0 | 0 | 3453 | 0 | 0 | 0 | 0
61622 | WED Kingstown Solar I - East Array | WED Kingstown Solar I, LLC | RI | 100% | FALSE | 0 | 0 | 0 | 0 | 0 | 0 | 0 | 0 | 0 | 0 | 0 | 0 | 0
61633 | NRG DG Tufts Science LLC | NRG | MA | 100% | TRUE | 615 | 0 | 0 | 0 | 0 | 0 | 0 | 0 | 615 | 0 | 0 | 0 | 0
61634 | NRG DG Dighton LLC | NRG | MA | 100% | TRUE | 2152 | 0 | 0 | 0 | 0 | 0 | 0 | 0 | 2152 | 0 | 0 | 0 | 0
61635 | NRG DG Tufts Knoll LLC | NRG | MA | 100% | TRUE | 1107 | 0 | 0 | 0 | 0 | 0 | 0 | 0 | 1107 | 0 | 0 | 0 | 0
61636 | NRG DG Webster LLC | NRG | MA | 100% | TRUE | 1964 | 0 | 0 | 0 | 0 | 0 | 0 | 0 | 1964 | 0 | 0 | 0 | 0
61637 | Denison Solar Array | AEP | OH | 100% | TRUE | 24 | 0 | 0 | 0 | 0 | 0 | 0 | 0 | 24 | 0 | 0 | 0 | 0
61640 | Texon Hydroelectric Project | Hitchcock Hydro, LLC | MA | 100% | FALSE | 4160 | 0 | 0 | 0 | 0 | 0 | 4160 | 0 | 0 | 0 | 0 | 0 | 0
61641 | Seneca Falls Hydroelectric Project | C-S Canal Hydro, LLC | NY | 100% | FALSE | 17428 | 0 | 0 | 0 | 0 | 0 | 17428 | 0 | 0 | 0 | 0 | 0 | 0
61642 | Waterloo Hydroelectric Project | C-S Canal Hydro, LLC | NY | 100% | FALSE | 4743 | 0 | 0 | 0 | 0 | 0 | 4743 | 0 | 0 | 0 | 0 | 0 | 0
61644 | August Wind Farm | August Wind Energy, LLC | IA | 100% | FALSE | 6285 | 0 | 0 | 0 | 0 | 0 | 0 | 0 | 6285 | 0 | 0 | 0 | 0
61647 | New Orleans Solar Power Plant | Entergy | LA | 100% | TRUE | 0 | 0 | 0 | 0 | 0 | 0 | 0 | 0 | 0 | 0 | 0 | 0 | 0
61652 | Fiber Recovery, Inc. | Fiber Recovery, Inc | WI | 100% | FALSE | 60 | 0 | 0 | 0 | 0 | 0 | 0 | 60 | 0 | 0 | 0 | 0 | 0
61658 | Cougar Solar, LLC | Cougar Solar, LLC | NC | 100% | FALSE | 0 | 0 | 0 | 0 | 0 | 0 | 0 | 0 | 0 | 0 | 0 | 0 | 0
61668 | Creston Ridge II, LLC | Creston Ridge II, LLC | NE | 100% | FALSE | 14280 | 0 | 0 | 0 | 0 | 0 | 0 | 0 | 14280 | 0 | 0 | 0 | 0
61676 | NCSU Cates Cogeneration Plant | NC State University, Energy Systems | NC | 100% | FALSE | 79820 | 79820 | 0 | 78635.835 | 1184.165 | 0 | 0 | 0 | 0 | 53367.8702 | 0 | 0 | 0
61684 | Klawock Power Generation Station | Alaska Power and Telephone Co | AK | 100% | FALSE | 35 | 35 | 0 | 0 | 35 | 0 | 0 | 0 | 0 | 42.3106 | 0 | 0 | 0
61685 | Slana Generating Station | Alaska Power and Telephone Co | AK | 100% | FALSE | 1369 | 1369 | 0 | 0 | 1369 | 0 | 0 | 0 | 0 | 1067.1396 | 0 | 0 | 0
61688 | North Gooding Main Hydro | North Gooding Main Hydro LLC | ID | 100% | FALSE | 4315 | 0 | 0 | 0 | 0 | 0 | 4315 | 0 | 0 | 0 | 0 | 0 | 0
61694 | Lockheed Martin Solar | Lockheed Martin RMS | FL | 100% | FALSE | 1745 | 0 | 0 | 0 | 0 | 0 | 0 | 0 | 1745 | 0 | 0 | 0 | 0
61699 | Otarre Solar Park | TIG Sun Energy IV, LLC | SC | 100% | FALSE | 292 | 0 | 0 | 0 | 0 | 0 | 0 | 0 | 292 | 0 | 0 | 0 | 0
61702 | Greater New Bedford LFG Utiliz. Facility | CommonWealth New Bedford Energy LLC | MA | 100% | FALSE | 0 | 0 | 0 | 0 | 0 | 0 | 0 | 0 | 0 | 0 | 0 | 0 | 0
61703 | Sikorsky Aircraft CHP | Sikorsky Aircraft Corporation | CT | 100% | FALSE | 67756 | 67646 | 0 | 67646 | 0 | 0 | 0 | 0 | 110 | 45826.9527 | 0 | 0 | 0
61717 | IRE Solar I, LLC | Scotch Settlement | NY | 100% | FALSE | 4 | 0 | 0 | 0 | 0 | 0 | 0 | 0 | 4 | 0 | 0 | 0 | 0
61725 | Madison County | AEP | NY | 100% | TRUE | 950 | 0 | 0 | 0 | 0 | 0 | 0 | 0 | 950 | 0 | 0 | 0 | 0
61731 | Solten Plainville 6000, LLC | Solten Plainville 6000, LLC | MA | 100% | FALSE | 2353 | 0 | 0 | 0 | 0 | 0 | 0 | 0 | 2353 | 0 | 0 | 0 | 0
61732 | Randolph | Solten Randolph 4500, LLC | MA | 100% | FALSE | 593 | 0 | 0 | 0 | 0 | 0 | 0 | 0 | 593 | 0 | 0 | 0 | 0
61734 | Seneca Nation Cattaraugus Wind Turbine | Seneca Nation | NY | 100% | FALSE | 3909.51 | 0 | 0 | 0 | 0 | 0 | 0 | 0 | 3909.51 | 0 | 0 | 0 | 0
61737 | Navy Yard Peaker Station | Philadelphia Authority for Industrial Development | PA | 100% | FALSE | 79 | 79 | 0 | 79 | 0 | 0 | 0 | 0 | 0 | 51.6065 | 0 | 0 | 0
61738 | GWCC PV Solar Farm | GWCC PV Solar Farm | MD | 100% | FALSE | 1867 | 0 | 0 | 0 | 0 | 0 | 0 | 0 | 1867 | 0 | 0 | 0 | 0
61739 | Lockheed Martin RMS Syracuse | Lockheed Martin RMS Syracuse | NY | 100% | FALSE | 0 | 0 | 0 | 0 | 0 | 0 | 0 | 0 | 0 | 0 | 0 | 0 | 0
61742 | System Control Center | Austin Energy | TX | 100% | TRUE | 0 | 0 | 0 | 0 | 0 | 0 | 0 | 0 | 0 | 0 | 0 | 0 | 0
61744 | L'Oreal Solar - Florence | L'Oreal USA Products Inc | KY | 100% | FALSE | 819 | 0 | 0 | 0 | 0 | 0 | 0 | 0 | 819 | 0 | 0 | 0 | 0
61748 | Southern Current One, LLC | Southern Current One, LLC | SC | 100% | FALSE | 226 | 0 | 0 | 0 | 0 | 0 | 0 | 0 | 226 | 0 | 0 | 0 | 0
61755 | East Acres Solar NG, LLC | NuGen Capital Management | MA | 100% | FALSE | 3672 | 0 | 0 | 0 | 0 | 0 | 0 | 0 | 3672 | 0 | 0 | 0 | 0
61758 | Gaston County Renewable Energy Center | Gaston County Solid Waste and Recycling Division | NC | 100% | FALSE | 28547 | 0 | 0 | 0 | 0 | 0 | 0 | 28547 | 0 | 0 | 0 | 0 | 0
61761 | Douglas County Forest Products | Douglas County Forest Products | OR | 100% | FALSE | 28076 | 0 | 0 | 0 | 0 | 0 | 0 | 28076 | 0 | 0 | 0 | 0 | 0
61764 | Gore Mountain Solar II | Gore Mountain Solar II, LLC | NY | 100% | FALSE | 2938 | 0 | 0 | 0 | 0 | 0 | 0 | 0 | 2938 | 0 | 0 | 0 | 0
61765 | HGS Solar I | HGS solar I, LLC | NY | 100% | FALSE | 3140 | 0 | 0 | 0 | 0 | 0 | 0 | 0 | 3140 | 0 | 0 | 0 | 0
61769 | Syncarpha Hancock I CSG | Syncarpha Hancock I, LLC | MA | 100% | FALSE | 68 | 0 | 0 | 0 | 0 | 0 | 0 | 0 | 68 | 0 | 0 | 0 | 0
61770 | Syncarpha Hancock II CSG | Syncarpha Hancock II, LLC | MA | 100% | FALSE | 133 | 0 | 0 | 0 | 0 | 0 | 0 | 0 | 133 | 0 | 0 | 0 | 0
61771 | Syncarpha Hancock III CSG | Syncarpha Hancock III, LLC | MA | 100% | FALSE | 85 | 0 | 0 | 0 | 0 | 0 | 0 | 0 | 85 | 0 | 0 | 0 | 0
61774 | Syncarpha Still River, LLC | Syncarpha Still River, LLC | MA | 100% | FALSE | 3287 | 0 | 0 | 0 | 0 | 0 | 0 | 0 | 3287 | 0 | 0 | 0 | 0
61777 | Brevard | Brevard Energy, LLC | FL | 100% | FALSE | 53501 | 0 | 0 | 0 | 0 | 0 | 0 | 53501 | 0 | 0 | 0 | 0 | 0
61779 | Hernando | Hernando Energy | FL | 100% | FALSE | 11015 | 0 | 0 | 0 | 0 | 0 | 0 | 11015 | 0 | 0 | 0 | 0 | 0
61780 | Seminole Energy | Seminole Energy, LLC | FL | 100% | FALSE | 19807 | 0 | 0 | 0 | 0 | 0 | 0 | 19807 | 0 | 0 | 0 | 0 | 0
61788 | Hilltop Power | Hilltopper Power, LLC | MN | 100% | FALSE | 3769 | 0 | 0 | 0 | 0 | 0 | 0 | 0 | 3769 | 0 | 0 | 0 | 0
61798 | Prairie Sky Solar Farm | Kansas Electric Power Coop Inc | KS | 100% | FALSE | 1685 | 0 | 0 | 0 | 0 | 0 | 0 | 0 | 1685 | 0 | 0 | 0 | 0
61804 | City of Rochester Solar | AES | NY | 100% | TRUE | 13 | 0 | 0 | 0 | 0 | 0 | 0 | 0 | 13 | 0 | 0 | 0 | 0
61813 | Ranchland Solar, LLC | Ranchland Solar, LLC | NC | 100% | FALSE | 0 | 0 | 0 | 0 | 0 | 0 | 0 | 0 | 0 | 0 | 0 | 0 | 0
61814 | Kearsarge Concord II | Kearsarge Concord II LLC | MA | 100% | FALSE | 0 | 0 | 0 | 0 | 0 | 0 | 0 | 0 | 0 | 0 | 0 | 0 | 0
61815 | Kearsarge Granby | Kearsarge Granby LLC | MA | 100% | FALSE | 0 | 0 | 0 | 0 | 0 | 0 | 0 | 0 | 0 | 0 | 0 | 0 | 0
61819 | IKEA Conshohocken Rooftop PV System | IKEA Property Inc | PA | 100% | FALSE | 1212 | 0 | 0 | 0 | 0 | 0 | 0 | 0 | 1212 | 0 | 0 | 0 | 0
61820 | IKEA New Haven Rooftop PV & Fuel Cell | IKEA Property Inc | CT | 100% | FALSE | 2887 | 2162 | 0 | 2162 | 0 | 0 | 0 | 0 | 725 | 840.3157 | 0 | 0 | 0
61821 | IKEA Jacksonville Rooftop PV System | IKEA Property Inc | FL | 100% | FALSE | 135 | 0 | 0 | 0 | 0 | 0 | 0 | 0 | 135 | 0 | 0 | 0 | 0
61822 | Princeton Energy Center, LLC | Princeton Energy Center LLC | NJ | 100% | FALSE | 25300 | 25300 | 0 | 25300 | 0 | 0 | 0 | 0 | 0 | 15248.8833 | 0 | 0 | 0
61826 | O'Fallon Renewable Energy Center | Ameren | MO | 100% | TRUE | 5943 | 0 | 0 | 0 | 0 | 0 | 0 | 0 | 5943 | 0 | 0 | 0 | 0
61827 | Dayton Cutoff Solar | SP Solar 7, LLC | OR | 100% | FALSE | 0 | 0 | 0 | 0 | 0 | 0 | 0 | 0 | 0 | 0 | 0 | 0 | 0
61828 | Valley Creek Solar | SP Solar 8, LLC | OR | 100% | FALSE | 30 | 0 | 0 | 0 | 0 | 0 | 0 | 0 | 30 | 0 | 0 | 0 | 0
61829 | Silverton Solar | Silverton Solar, LLC | OR | 100% | FALSE | 32 | 0 | 0 | 0 | 0 | 0 | 0 | 0 | 32 | 0 | 0 | 0 | 0
61830 | Sheep Solar | Sheep Solar, LLC | OR | 100% | FALSE | 46 | 0 | 0 | 0 | 0 | 0 | 0 | 0 | 46 | 0 | 0 | 0 | 0
61831 | Colton Solar | SP Solar 6, LLC | OR | 100% | FALSE | 0 | 0 | 0 | 0 | 0 | 0 | 0 | 0 | 0 | 0 | 0 | 0 | 0
61832 | Interstate Solar | SP Solar 1, LLC | OR | 100% | FALSE | 43 | 0 | 0 | 0 | 0 | 0 | 0 | 0 | 43 | 0 | 0 | 0 | 0
61833 | Freedom Solar | Freedom Solar, LLC | SC | 100% | FALSE | 24 | 0 | 0 | 0 | 0 | 0 | 0 | 0 | 24 | 0 | 0 | 0 | 0
61834 | Soboba Community Solar Project | Soboba Band of Luiseno Indians | CA | 100% | FALSE | 1931 | 0 | 0 | 0 | 0 | 0 | 0 | 0 | 1931 | 0 | 0 | 0 | 0
61835 | Grand Ronde Solar | NorWest Energy 14, LLC | OR | 100% | FALSE | 75 | 0 | 0 | 0 | 0 | 0 | 0 | 0 | 75 | 0 | 0 | 0 | 0
61838 | Cleveland Thermal | Cleveland Thermal, LLC | OH | 100% | FALSE | 393.82 | 393.82 | 0 | 393.82 | 0 | 0 | 0 | 0 | 0 | 269.8969 | 0 | 0 | 0
61839 | FECC Solar Benton | Today's Power, Inc. | AR | 100% | FALSE | 0 | 0 | 0 | 0 | 0 | 0 | 0 | 0 | 0 | 0 | 0 | 0 | 0
61848 | PYCO Industries, Inc. Wind Farm | PYCO Industries, Inc. | TX | 100% | FALSE | 10942 | 0 | 0 | 0 | 0 | 0 | 0 | 0 | 10942 | 0 | 0 | 0 | 0
61850 | Amana Society Service Company | Amana Society Service Co | IA | 100% | FALSE | 0 | 0 | 0 | 0 | 0 | 0 | 0 | 0 | 0 | 0 | 0 | 0 | 0
61851 | Campbell Industrial Park BESS | Hawaiian Electric | HI | 100% | FALSE | 0 | 0 | 0 | 0 | 0 | 0 | 0 | 0 | 0 | 0 | 0 | 0 | 0
61853 | Jordanelle Dam Hydroelectric Project | Central Utah Water Conservancy District | UT | 100% | FALSE | 50214.78 | 0 | 0 | 0 | 0 | 0 | 50214.78 | 0 | 0 | 0 | 0 | 0 | 0
61857 | Toray Plastic America's CHP Plant | Toray Plastics America | RI | 100% | FALSE | 143036.88 | 143036.88 | 0 | 143036.88 | 0 | 0 | 0 | 0 | 0 | 82526.3285 | 0 | 0 | 0
61864 | Dix Solar, L.L.C | Dix Solar, L.L.C | NJ | 100% | FALSE | 8412 | 0 | 0 | 0 | 0 | 0 | 0 | 0 | 8412 | 0 | 0 | 0 | 0
61869 | Scenic Hill Solar III | Scenic Hill Solar III LLC | AR | 100% | FALSE | 0 | 0 | 0 | 0 | 0 | 0 | 0 | 0 | 0 | 0 | 0 | 0 | 0
61890 | NRG Chalk Point CT | NRG | MD | 100% | TRUE | 0 | 0 | 0 | 0 | 0 | 0 | 0 | 0 | 0 | 0 | 0 | 0 | 0
61893 | BNB Camden Solar | BNB Camden Solar LLC | NJ | 100% | FALSE | 197 | 0 | 0 | 0 | 0 | 0 | 0 | 0 | 197 | 0 | 0 | 0 | 0
61894 | National Raisin | National Raisin | CA | 100% | FALSE | 0 | 0 | 0 | 0 | 0 | 0 | 0 | 0 | 0 | 0 | 0 | 0 | 0
61895 | Toyota HQ Plan | PGC Plano I, LLC | TX | 100% | FALSE | 2305.71 | 0 | 0 | 0 | 0 | 0 | 0 | 0 | 2305.71 | 0 | 0 | 0 | 0
61898 | Solean Solar Project | BQ Energy LLC | NY | 100% | FALSE | 0 | 0 | 0 | 0 | 0 | 0 | 0 | 0 | 0 | 0 | 0 | 0 | 0
61901 | Redstone Arsenal | Redstone Solar I, LLC | AL | 100% | FALSE | 871.24 | 0 | 0 | 0 | 0 | 0 | 0 | 4 | 867.24 | 0 | 0 | 0 | 0
61902 | Holtsville Solar Project | Agilitas Energy, LLC | NY | 100% | FALSE | 0 | 0 | 0 | 0 | 0 | 0 | 0 | 0 | 0 | 0 | 0 | 0 | 0
10013 | Covanta Hennepin Energy | Hennepin County Department of Environmental Services | MN | 100% | FALSE | 214972.001 | 2623.571 | 0 | 2623.571 | 0 | 0 | 0 | 212348.43 | 0 | 2779.2719 | 0 | 0 | 0
10018 | Desert Peak Power Plant | Ormat Nevada Inc. | NV | 100% | FALSE | 96412 | 0 | 0 | 0 | 0 | 0 | 0 | 0 | 96412 | 0 | 0 | 0 | 0
10027 | Windpark Unlimited 1 | Painted Hills Wind Developers, JV | CA | 100% | FALSE | 12702 | 0 | 0 | 0 | 0 | 0 | 0 | 0 | 12702 | 0 | 0 | 0 | 0
10029 | General Electric Aircraft Engines | AlsoEnergy | MA | 6.069% | FALSE | 1312 | 0 | 0 | 0 | 0 | 0 | 0 | 0 | 1312 | 0 | 0 | 0 | 0
10043 | Logan Generating Company LP | Ares | NJ | 100% | TRUE | 565435.005 | 565435.005 | 563551.16 | 0 | 1883.845 | 0 | 0 | 0 | 0 | 687849.0901 | 550.927 | 427.421 | 1.28
10052 | Fairhaven Power | Korea EWP | CA | 100% | FALSE | 1013 | 199.466 | 0 | 199.466 | 0 | 0 | 0 | 813.534 | 0 | 235.1224 | 0 | 0 | 0
10143 | Colver Power Project | TIFD VIII-W Inc | PA | 100% | FALSE | 811449.005 | 811446.57 | 811446.57 | 0 | 0 | 0 | 0 | 2.435 | 0 | 923795.8514 | 2630.304 | 796.848 | 0.05
10173 | Cherokee Falls | Enel | SC | 100% | TRUE | 7720 | 0 | 0 | 0 | 0 | 0 | 7720 | 0 | 0 | 0 | 0 | 0 | 0
10180 | Metro Wastewater Reclamation District | ENGIE | CO | 53.33% | FALSE | 16851.8827 | 1085.3221 | 0 | 1085.3221 | 0 | 0 | 0 | 15766.5605 | 0 | 540.5263 | 0 | 0 | 0
10180 | Metro Wastewater Reclamation District | ENGIE | CO | 46.67% | FALSE | 14745.3973 | 949.6569 | 0 | 949.6569 | 0 | 0 | 0 | 13795.7405 | 0 | 472.9605 | 0 | 0 | 0
10190 | Castleton Energy Center | Castleton Energy Center | NY | 34.72% | FALSE | 54468.4031 | 54468.4031 | 0 | 53736.309 | 732.0941 | 0 | 0 | 0 | 0 | 29926.6027 | 0.15556 | 21.0833 | 0
10194 | Hawaii Cogen | Chevron | HI | 100% | FALSE | 99020 | 46997.658 | 0 | 0 | 46997.658 | 0 | 0 | 52022.342 | 0 | 36982.1815 | 0 | 0 | 0
10213 | El Segundo Cogen | Chevron | CA | 74.51% | FALSE | 1008912.0203 | 1003110.1348 | 0 | 1003110.1348 | 0 | 0 | 0 | 5801.8855 | 0 | 662619.9202 | 0 | 0 | 0
10214 | Lower Saranac Hydroelectric Facility | Enel | NY | 4.478% | TRUE | 1459.4328 | 0 | 0 | 0 | 0 | 0 | 1459.4328 | 0 | 0 | 0 | 0 | 0 | 0
10245 | ArcelorMittal Burns Harbor | ArcelorMittal | IN | 100% | FALSE | 470035 | 131248.8 | 0 | 131248.8 | 0 | 0 | 0 | 338786.2 | 0 | 219263.5576 | 0 | 0 | 0
10255 | West Enfield Hydro | Brookfield | ME | 100% | TRUE | 90879 | 0 | 0 | 0 | 0 | 0 | 90879 | 0 | 0 | 0 | 0 | 0 | 0
10334 | H Power | City and County of Honolulu | HI | 100% | FALSE | 372839.003 | 2232.303 | 0 | 0 | 2232.303 | 0 | 0 | 370606.7 | 0 | 3469.5489 | 0 | 0 | 0
10384 | Edgecombe Genco LLC | Ares | NC | 100% | TRUE | 7900 | 7900 | 7900 | 0 | 0 | 0 | 0 | 0 | 0 | 39313.8833 | 38.288 | 414.127 | 0
10397 | ArcelorMittal Indiana Harbor West | ArcelorMittal | IN | 63.82% | FALSE | 157406.3792 | 40804.1534 | 0 | 40804.1534 | 0 | 0 | 0 | 116602.2259 | 0 | 57558.5817 | 0 | 0 | 0
10397 | ArcelorMittal Indiana Harbor West | Ironside Energy, LLC | IN | 36.18% | FALSE | 89251.0398 | 23136.3756 | 0 | 23136.3756 | 0 | 0 | 0 | 66114.6641 | 0 | 32636.3092 | 0 | 0 | 0
10425 | International Paper - Orange | International Paper | TX | 100% | TRUE | 264464.005 | 61555.194 | 0 | 61555.194 | 0 | 0 | 0 | 202908.811 | 0 | 21534.8864 | 0 | 0 | 0
10437 | Sunray 2 | CRE-Sunray California LLC Delaware | CA | 100% | FALSE | 33317 | 0 | 0 | 0 | 0 | 0 | 0 | 0 | 33317 | 0 | 0 | 0 | 0
10438 | Sunray 3 | CRE-Sunray Energy 3 California LLC Delaware | CA | 100% | FALSE | 20615 | 0 | 0 | 0 | 0 | 0 | 0 | 0 | 20615 | 0 | 0 | 0 | 0
10458 | Muck Valley Hydroelectric | Malacha Hydro Limited Partnership | CA | 100% | FALSE | 93227 | 0 | 0 | 0 | 0 | 0 | 93227 | 0 | 0 | 0 | 0 | 0 | 0
10467 | Fourth Branch Hydroelectric Facility | Adirondack Hydro-Fourth Branch LLC | NY | 100% | FALSE | 11918 | 0 | 0 | 0 | 0 | 0 | 11918 | 0 | 0 | 0 | 0 | 0 | 0
10479 | Ples I | Ormat Nevada Inc. | CA | 100% | FALSE | 96107 | 0 | 0 | 0 | 0 | 0 | 0 | 0 | 96107 | 0 | 0 | 0 | 0
10480 | Mammoth Pacific I | Ormat Nevada Inc. | CA | 100% | FALSE | 58669 | 0 | 0 | 0 | 0 | 0 | 0 | 0 | 58669 | 0 | 0 | 0 | 0
10481 | Mammoth Pacific II | Ormat Nevada Inc. | CA | 50% | FALSE | 30887.5 | 0 | 0 | 0 | 0 | 0 | 0 | 0 | 30887.5 | 0 | 0 | 0 | 0
10494 | Sheldon Springs Hydroelectric | Enel | VT | 3.571% | TRUE | 2592.8571 | 0 | 0 | 0 | 0 | 0 | 2592.8571 | 0 | 0 | 0 | 0 | 0 | 0
10494 | Sheldon Springs Hydroelectric | General Electric | VT | 3.571% | TRUE | 2592.8571 | 0 | 0 | 0 | 0 | 0 | 2592.8571 | 0 | 0 | 0 | 0 | 0 | 0
10494 | Sheldon Springs Hydroelectric | Enel | VT | 52.38% | TRUE | 38028.5714 | 0 | 0 | 0 | 0 | 0 | 38028.5714 | 0 | 0 | 0 | 0 | 0 | 0
10494 | Sheldon Springs Hydroelectric | Aircraft Services Corp | VT | 40.48% | FALSE | 29385.7143 | 0 | 0 | 0 | 0 | 0 | 29385.7143 | 0 | 0 | 0 | 0 | 0 | 0
10501 | Mid-Set Cogeneration | Chevron | CA | 100% | FALSE | 0 | 0 | 0 | 0 | 0 | 0 | 0 | 0 | 0 | 0 | 0 | 0 | 0
10566 | Chambers Cogeneration LP | Ares | NJ | 60% | TRUE | 381697.1976 | 381697.1976 | 379638.432 | 0 | 2058.7656 | 0 | 0 | 0 | 0 | 404164.1199 | 634.1538 | 392.8368 | 4.4694
10566 | Chambers Cogeneration LP | Atlantic Power Corporation | NJ | 40% | FALSE | 254464.7984 | 254464.7984 | 253092.288 | 0 | 1372.5104 | 0 | 0 | 0 | 0 | 269442.7466 | 422.7692 | 261.8912 | 2.9796
10586 | Cameron Ridge LLC | Energy Capital Partners | CA | 100% | TRUE | 167738 | 0 | 0 | 0 | 0 | 0 | 0 | 0 | 167738 | 0 | 0 | 0 | 0
10597 | Ridgetop Energy LLC | Energy Capital Partners | CA | 100% | TRUE | 48346 | 0 | 0 | 0 | 0 | 0 | 0 | 0 | 48346 | 0 | 0 | 0 | 0
10631 | CE Leathers | Berkshire Hathaway Energy | CA | 100% | TRUE | 365299 | 0 | 0 | 0 | 0 | 0 | 0 | 0 | 365299 | 0 | 0 | 0 | 0
10632 | Del Ranch Company | Berkshire Hathaway Energy | CA | 100% | TRUE | 301313 | 0 | 0 | 0 | 0 | 0 | 0 | 0 | 301313 | 0 | 0 | 0 | 0
10634 | Elmore Company | Berkshire Hathaway Energy | CA | 100% | TRUE | 288346 | 0 | 0 | 0 | 0 | 0 | 0 | 0 | 288346 | 0 | 0 | 0 | 0
10641 | Cambria Cogen | Northern Star Generation | PA | 100% | FALSE | 626249.001 | 626249.001 | 624787.11 | 1461.891 | 0 | 0 | 0 | 0 | 0 | 707733.5999 | 2417.721 | 725.09 | 3.59
10649 | Bear Mountain Limited | WGP Redwood Holdings, LLC | CA | 100% | FALSE | 33818 | 33818 | 0 | 33818 | 0 | 0 | 0 | 0 | 0 | 15587.6863 | 0.008 | 26.614 | 0
10650 | Badger Creek Limited | WGP Redwood Holdings, LLC | CA | 100% | FALSE | 15982 | 15982 | 0 | 15982 | 0 | 0 | 0 | 0 | 0 | 7125.559 | 0.004 | 12.681 | 0
10682 | Brush Generation Facility | Beowulf Energy | CO | 75.1% | FALSE | 25818.2019 | 25818.2019 | 0 | 25818.2019 | 0 | 0 | 0 | 0 | 0 | 17629.7354 | 0.057828 | 8.4721 | 0
10682 | Brush Generation Facility | Veresen Inc | CO | 24.9% | FALSE | 8559.7981 | 8559.7981 | 0 | 8559.7981 | 0 | 0 | 0 | 0 | 0 | 5844.9839 | 0.019172 | 2.8089 | 0
10684 | Argus Cogen Plant | Karnavati Holdings Inc | CA | 100% | FALSE | 304504.002 | 304504.002 | 291092.164 | 13411.838 | 0 | 0 | 0 | 0 | 0 | 144471.4709 | 0 | 0 | 0
10685 | Westend Facility | Karnavati Holdings Inc | CA | 100% | FALSE | 0 | 0 | 0 | 0 | 0 | 0 | 0 | 0 | 0 | 0 | 0 | 0 | 0
10694 | Pepperell Hydro Power Plant | Pepperell Hydro Company LLC | MA | 100% | FALSE | 5885 | 0 | 0 | 0 | 0 | 0 | 5885 | 0 | 0 | 0 | 0 | 0 | 0
10725 | Selkirk Cogen | Alterna Springerville LLC | NY | 100% | FALSE | 212585 | 212585 | 0 | 212585 | 0 | 0 | 0 | 0 | 0 | 101004.682 | 0.611 | 35.343 | 0
10751 | Camden Plant Holding LLC | Riverstone | NJ | 100% | TRUE | 40967.95 | 40967.95 | 0 | 40967.95 | 0 | 0 | 0 | 0 | 0 | 23853.015 | 0.12 | 8.575 | 0
10759 | Salton Sea Power Gen Co - Unit 3 | Berkshire Hathaway Energy | CA | 100% | TRUE | 349159 | 0 | 0 | 0 | 0 | 0 | 0 | 0 | 349159 | 0 | 0 | 0 | 0
10777 | HL Power | Greenleaf Power LLC | CA | 100% | FALSE | 160915.996 | 648.056 | 0 | 648.056 | 0 | 0 | 0 | 160267.94 | 0 | 798.3525 | 0 | 0 | 0
10811 | Naval Station Energy Facility | US Dept of Navy | CA | 9.42% | FALSE | 33669.8879 | 33669.8879 | 0 | 33669.8879 | 0 | 0 | 0 | 0 | 0 | 16097.3461 | 0 | 0 | 0
10836 | Woodland Biomass Power Ltd | DTE Energy | CA | 100% | TRUE | 183819.002 | 646.622 | 0 | 646.622 | 0 | 0 | 0 | 183172.38 | 0 | 739.6157 | 0 | 0 | 0
10837 | Covanta Mendota | Covanta | CA | 100% | FALSE | 0 | 0 | 0 | 0 | 0 | 0 | 0 | 0 | 0 | 0 | 0 | 0 | 0
10848 | Walden | Enel | NY | 100% | TRUE | 3885 | 0 | 0 | 0 | 0 | 0 | 3885 | 0 | 0 | 0 | 0 | 0 | 0
10878 | Salton Sea Power Gen Co Unit 1 | Berkshire Hathaway Energy | CA | 100% | TRUE | 71378 | 0 | 0 | 0 | 0 | 0 | 0 | 0 | 71378 | 0 | 0 | 0 | 0
10879 | Salton Sea Power Gen Co - Unit 2 | Berkshire Hathaway Energy | CA | 100% | TRUE | 101370 | 0 | 0 | 0 | 0 | 0 | 0 | 0 | 101370 | 0 | 0 | 0 | 0
113 | Cholla | Berkshire Hathaway Energy | AZ | 49.29% | TRUE | 1783479.8737 | 1783479.8737 | 1782207.1039 | 57.8516 | 1214.9182 | 0 | 0 | 0 | 0 | 2093906.977 | 865.1787 | 2005.7465 | 17.4985
120 | Yucca | Imperial Irrigation District | AZ | 26.35% | FALSE | 82821.5335 | 82821.5335 | 0 | 82514.9197 | 306.6137 | 0 | 0 | 0 | 0 | 57284.1545 | 0.27946 | 28.2751 | 0
1230 | Cimarron River | Mid-Kansas Electric Company Inc. | KS | 100% | FALSE | 1114 | 1114 | 0 | 1114 | 0 | 0 | 0 | 0 | 0 | 814.0156 | 0.004 | 1.357 | 0
1233 | Fort Dodge | Mid-Kansas Electric Company Inc. | KS | 100% | FALSE | 1747 | 1747 | 0 | 1747 | 0 | 0 | 0 | 0 | 0 | 2882.247 | 0.015 | 3.883 | 0
1235 | Great Bend - Sunflower | Mid-Kansas Electric Company Inc. | KS | 100% | FALSE | 359 | 359 | 0 | 359 | 0 | 0 | 0 | 0 | 0 | 1619.745 | 0.008 | 1.938 | 0
1382 | HMP&L Station Two Henderson | Henderson City Utility Comm | KY | 100% | FALSE | 1123734.045 | 1123734.045 | 1118613.7 | 0 | 5120.345 | 0 | 0 | 0 | 0 | 1279654.1791 | 1407.934 | 1335.836 | 12.127
1391 | Louisiana 1 | Exxon Mobil | LA | 38.43% | TRUE | 1074216.3146 | 649095.2684 | 0 | 649095.2684 | 0 | 0 | 0 | 425121.0462 | 0 | 317595.3517 | 15.798 | 617.3673 | 0
1456 | Rayne | City of Rayne - (LA) | LA | 100% | FALSE | 1 | 1 | 0 | 0 | 1 | 0 | 0 | 0 | 0 | 2.3642 | 0 | 0 | 0
1564 | Vienna Operations | NRG | MD | 100% | TRUE | 308.488 | 308.488 | 0 | 0 | 308.488 | 0 | 0 | 0 | 0 | 2762.9817 | 21.236 | 4.431 | 0
1615 | Nantucket | New England Power Company | MA | 100% | FALSE | 177 | 177 | 0 | 0 | 177 | 0 | 0 | 0 | 0 | 222.6401 | 0 | 0 | 0
1630 | Cobble Mountain | Springfield Water & Sewer Comm | MA | 100% | FALSE | 10651 | 0 | 0 | 0 | 0 | 0 | 10651 | 0 | 0 | 0 | 0 | 0 | 0
2024 | Worthington | WPPI Energy | MN | 9.184% | FALSE | 4772.25 | 0 | 0 | 0 | 0 | 0 | 0 | 0 | 4772.25 | 0 | 0 | 0 | 0
2123 | Columbia (MO) | Missouri Public Service Comm | MO | 2.35% | FALSE | 3.2332 | 3.2332 | 0 | 0 | 3.2332 | 0 | 0 | 0 | 0 | 4.6714 | 0 | 0 | 0
2167 | New Madrid | City of New Madrid - (MO) | MO | 50% | FALSE | 3798949.4895 | 3798949.4895 | 3797643.3 | 0 | 1306.1895 | 0 | 0 | 0 | 0 | 3912470.6943 | 6774.1815 | 6217.7015 | 15
2480 | Danskammer Generating Station | Mercuria Energy America Inc | NY | 100% | FALSE | 8948 | 8948 | 0 | 8948 | 0 | 0 | 0 | 0 | 0 | 6218.708 | 0.03 | 4.361 | 0
2483 | Neversink | City of New York | NY | 100% | FALSE | 27414 | 0 | 0 | 0 | 0 | 0 | 27414 | 0 | 0 | 0 | 0 | 0 | 0
2490 | Arthur Kill Generating Station | NRG | NY | 100% | TRUE | 827118 | 827118 | 0 | 827118 | 0 | 0 | 0 | 0 | 0 | 545392.1098 | 2.819 | 302.1 | 0
2554 | Dunkirk Generating Plant | NRG | NY | 100% | TRUE | 0 | 0 | 0 | 0 | 0 | 0 | 0 | 0 | 0 | 0 | 0 | 0 | 0
2627 | Grahamsville | City of New York | NY | 100% | FALSE | 87366 | 0 | 0 | 0 | 0 | 0 | 87366 | 0 | 0 | 0 | 0 | 0 | 0
2823 | Milton R Young | Square Butte Electrical Cooperative | ND | 64.99% | FALSE | 3464397.0737 | 3464397.0737 | 3459431.4523 | 0 | 4965.6213 | 0 | 0 | 0 | 0 | 4196118.9917 | 2217.5724 | 6478.3053 | 129.1279
2828 | Cardinal | Buckeye Power | OH | 67.28% | TRUE | 7063921.0364 | 7063921.0364 | 7043194.2702 | 0 | 20726.7662 | 0 | 0 | 0 | 0 | 7262792.8551 | 7574.184 | 2619.1961 | 18.8394
302 | Encina | NRG | CA | 100% | TRUE | 469002 | 469002 | 0 | 469002 | 0 | 0 | 0 | 0 | 0 | 379445.8358 | 1.881 | 28.556 | 0
3130 | Seward (PA) | Seward Generation, LLC | PA | 100% | FALSE | 2459274.042 | 2459274.042 | 2449684.8 | 0 | 9589.242 | 0 | 0 | 0 | 0 | 2882877.0979 | 7269.872 | 1450.118 | 1.1
3131 | Shawville | NRG | PA | 100% | TRUE | 1284224.05 | 1284224.05 | 0 | 1284206.8 | 17.25 | 0 | 0 | 0 | 0 | 821332.9847 | 5.539 | 526.971 | 0
3236 | Manchester Street | Dominion | RI | 100% | TRUE | 1845085.032 | 1845085.032 | 0 | 1813018.31 | 32066.722 | 0 | 0 | 0 | 0 | 870899.1391 | 6.521 | 243.124 | 0
3254 | Buzzard Roost | Greenwood County | SC | 100% | FALSE | 20981 | 0 | 0 | 0 | 0 | 0 | 20981 | 0 | 0 | 0 | 0 | 0 | 0
3283 | Columbia Canal Hydro | City of Columbia SC | SC | 100% | FALSE | 0 | 0 | 0 | 0 | 0 | 0 | 0 | 0 | 0 | 0 | 0 | 0 | 0
341 | Long Beach Generation LLC | NRG | CA | 75% | TRUE | 24287.25 | 24287.25 | 0 | 24287.25 | 0 | 0 | 0 | 0 | 0 | 24048.7523 | 0.12075 | 5.169 | 0
341 | Long Beach Generation LLC | NRG | CA | 25% | TRUE | 8095.75 | 8095.75 | 0 | 8095.75 | 0 | 0 | 0 | 0 | 0 | 8016.2508 | 0.04025 | 1.723 | 0
3655 | Olmstead | US Bureau of Reclamation | UT | 100% | TRUE | 0 | 0 | 0 | 0 | 0 | 0 | 0 | 0 | 0 | 0 | 0 | 0 | 0
3697 | Gateway | US Bureau of Reclamation | UT | 100% | TRUE | 11480 | 0 | 0 | 0 | 0 | 0 | 11480 | 0 | 0 | 0 | 0 | 0 | 0
3698 | Wanship | US Bureau of Reclamation | UT | 100% | TRUE | 6986 | 0 | 0 | 0 | 0 | 0 | 6986 | 0 | 0 | 0 | 0 | 0 | 0
3944 | FirstEnergy Harrison Power Station | FirstEnergy | WV | 100% | TRUE | 13043034.449 | 13043034.449 | 13021273.42 | 21761.029 | 0 | 0 | 0 | 0 | 0 | 13804700.3008 | 7943.971 | 8056.843 | 51.2
4040 | Port Washington Generating Station | WEC Energy Group | WI | 100% | TRUE | 5231862 | 5231862 | 0 | 5231862 | 0 | 0 | 0 | 0 | 0 | 2225524.712 | 11.235 | 225.472 | 0
473 | Grand Valley Project Power Plant | US Bureau of Reclamation | CO | 100% | TRUE | 8711 | 0 | 0 | 0 | 0 | 0 | 8711 | 0 | 0 | 0 | 0 | 0 | 0
50002 | Pittsfield Generating LP | Maxim Power (USA) Inc | MA | 23.19% | FALSE | 37793.4871 | 37793.4871 | 0 | 36223.4374 | 1570.0497 | 0 | 0 | 0 | 0 | 20621.9694 | 0 | 4.327 | 0
50002 | Pittsfield Generating LP | Hull Street Energy | MA | 76.81% | FALSE | 125173.5149 | 125173.5149 | 0 | 119973.4486 | 5200.0663 | 0 | 0 | 0 | 0 | 68300.7735 | 0 | 14.331 | 0
50003 | Chalk Cliff Limited | WGP Redwood Holdings, LLC | CA | 100% | FALSE | 20877 | 20877 | 0 | 20877 | 0 | 0 | 0 | 0 | 0 | 9427.8065 | 0 | 0 | 0
50011 | Hawks Nest Hydro | Brookfield | WV | 100% | TRUE | 513069 | 0 | 0 | 0 | 0 | 0 | 513069 | 0 | 0 | 0 | 0 | 0 | 0
50039 | Kline Township Cogen Facility | Dynegy | PA | 100% | TRUE | 148770.997 | 148770.997 | 147082.69 | 0 | 1688.307 | 0 | 0 | 0 | 0 | 246687.4311 | 181.85 | 71.932 | 0.5366
50074 | Marcus Hook Refinery Cogen | Starwood Energy | PA | 100% | TRUE | 145 | 145 | 0 | 145 | 0 | 0 | 0 | 0 | 0 | 102.278 | 0 | 0.632 | 0
50103 | China Mill Hydro | Thomas Hodgson & Sons Inc | NH | 100% | FALSE | 3223 | 0 | 0 | 0 | 0 | 0 | 3223 | 0 | 0 | 0 | 0 | 0 | 0
50137 | Newgulf Cogen | Dynegy | TX | 100% | TRUE | 4297 | 4297 | 0 | 4297 | 0 | 0 | 0 | 0 | 0 | 3978.598 | 0.02 | 8.622 | 0
50191 | IP Springfield Oregon | Eugene Water & Electric Board | OR | 61.54% | FALSE | 53593.2308 | 13678.1385 | 0 | 13678.1385 | 0 | 0 | 0 | 39915.0923 | 0 | 3788.2855 | 0 | 0 | 0
50208 | Pinetree Power | ENGIE | NH | 100% | FALSE | 121438 | 0 | 0 | 0 | 0 | 0 | 0 | 121438 | 0 | 0 | 0 | 0 | 0
50210 | Vulcan-BN Geothermal Power Company | Berkshire Hathaway Energy | CA | 100% | TRUE | 250665 | 0 | 0 | 0 | 0 | 0 | 0 | 0 | 250665 | 0 | 0 | 0 | 0
50218 | Woodward Power Plant | South San Joaquin Irr District | CA | 100% | FALSE | 3065 | 0 | 0 | 0 | 0 | 0 | 3065 | 0 | 0 | 0 | 0 | 0 | 0
50219 | Frankenheimer Power Plant | South San Joaquin Irr District | CA | 100% | FALSE | 10160 | 0 | 0 | 0 | 0 | 0 | 10160 | 0 | 0 | 0 | 0 | 0 | 0
50326 | Nalco | Naperville Trust | IL | 100% | FALSE | 14720.72 | 14720.72 | 0 | 14720.72 | 0 | 0 | 0 | 0 | 0 | 4655.6925 | 0 | 0 | 0
50493 | Double C Generation Limited Partnership | WGP Redwood Holdings, LLC | CA | 100% | FALSE | 23639 | 23639 | 0 | 23639 | 0 | 0 | 0 | 0 | 0 | 14331.8884 | 0 | 0 | 0
50494 | Kern Front Limited | WGP Redwood Holdings, LLC | CA | 100% | FALSE | 49290 | 49290 | 0 | 49290 | 0 | 0 | 0 | 0 | 0 | 29741.9033 | 0 | 0 | 0
50495 | High Sierra Limited | WGP Redwood Holdings, LLC | CA | 100% | FALSE | 24537 | 24537 | 0 | 24537 | 0 | 0 | 0 | 0 | 0 | 13611.0333 | 0 | 0 | 0
50497 | Bayonne Plant Holding LLC | Riverstone | NJ | 100% | TRUE | 38621.52 | 38621.52 | 0 | 38621.52 | 0 | 0 | 0 | 0 | 0 | 21629.4497 | 0.108 | 7.377 | 0
50535 | Mesa Wind Power Corp | Brookfield | CA | 100% | TRUE | 5210 | 0 | 0 | 0 | 0 | 0 | 0 | 0 | 5210 | 0 | 0 | 0 | 0
50537 | SRI International Cogen Project | SRI International | CA | 100% | FALSE | 29530 | 29530 | 0 | 29530 | 0 | 0 | 0 | 0 | 0 | 11041.6942 | 0 | 0 | 0
50561 | Eagle Point Power Generation | Rockland Capital | NJ | 100% | FALSE | 617659 | 617659 | 0 | 617659 | 0 | 0 | 0 | 0 | 0 | 312784.668 | 1.584 | 66.52 | 0
50612 | McKittrick Limited | WGP Redwood Holdings, LLC | CA | 100% | FALSE | 22591 | 22591 | 0 | 22591 | 0 | 0 | 0 | 0 | 0 | 10205.8788 | 0 | 0 | 0
50614 | Mosinee Mill | Expera Specialty Solutions | WI | 100% | FALSE | 124883 | 40237.586 | 37710.043 | 2271.884 | 255.659 | 0 | 21269 | 63376.414 | 0 | 21161.944 | 0 | 0 | 0
50657 | Montgomery County Resource Recovery | Northeast Maryland W D Auth | MD | 100% | FALSE | 328548.996 | 3318.806 | 0 | 3318.806 | 0 | 0 | 0 | 325230.19 | 0 | 3639.0496 | 0 | 0 | 0
50660 | Covanta Tulsa Renewable Energy LLC | Covanta | OK | 100% | FALSE | 2573 | 51.63 | 0 | 51.63 | 0 | 0 | 0 | 2521.37 | 0 | 126.474 | 0 | 0 | 0
50736 | Exeter Energy LP | ReEnergy | CT | 100% | FALSE | 0 | 0 | 0 | 0 | 0 | 0 | 0 | 0 | 0 | 0 | 0 | 0 | 0
50750 | Coalinga Cogeneration Facility | Aera Energy LLC | CA | 100% | FALSE | 53888 | 53888 | 0 | 53888 | 0 | 0 | 0 | 0 | 0 | 15006.28 | 0 | 0 | 0
50754 | Oak Creek Energy Systems I | Energy Capital Partners | CA | 66.96% | TRUE | 41688.4696 | 0 | 0 | 0 | 0 | 0 | 0 | 0 | 41688.4696 | 0 | 0 | 0 | 0
50755 | New Hogan Power Plant | Calaveras County Water Dist | CA | 100% | FALSE | 11883 | 0 | 0 | 0 | 0 | 0 | 11883 | 0 | 0 | 0 | 0 | 0 | 0
50765 | Stillwater Facility | Enel | NV | 31.79% | TRUE | 52868.9884 | 0 | 0 | 0 | 0 | 0 | 0 | 0 | 52868.9884 | 0 | 0 | 0 | 0
50765 | Stillwater Facility | Enel | NV | 68.21% | TRUE | 113428.0116 | 0 | 0 | 0 | 0 | 0 | 0 | 0 | 113428.0116 | 0 | 0 | 0 | 0
50799 | Parlin Power Plant | General Electric | NJ | 100% | TRUE | 30066 | 30066 | 0 | 30066 | 0 | 0 | 0 | 0 | 0 | 17479.0687 | 0.089 | 9.213 | 0
508 | Lamar Plant | Arkansas River Power Authority | CO | 43.45% | FALSE | 2645 | 0 | 0 | 0 | 0 | 0 | 0 | 0 | 2645 | 0 | 0 | 0 | 0
50849 | PE Berkeley | The Regents of the Univ. of California | CA | 80.7% | FALSE | 150475.0902 | 150475.0902 | 0 | 150472.6878 | 2.4025 | 0 | 0 | 0 | 0 | 49461.8657 | 0 | 0 | 0
50849 | PE Berkeley | PE-Berkeley, Inc | CA | 19.3% | FALSE | 35983.1738 | 35983.1738 | 0 | 35982.5992 | 0.57451 | 0 | 0 | 0 | 0 | 11827.8375 | 0 | 0 | 0
50852 | Elmwood Energy Holdings LLC | Riverstone | NJ | 100% | TRUE | 3599.67 | 3599.67 | 0 | 3599.67 | 0 | 0 | 0 | 0 | 0 | 2357.653 | 0.012 | 1.262 | 0
50859 | Lancaster County Resource Recovery | Lancaster County Solid WR Auth | PA | 100% | FALSE | 201420 | 0 | 0 | 0 | 0 | 0 | 0 | 201420 | 0 | 0 | 0 | 0 | 0
50875 | McKay Bay Facility | Tampa City of | FL | 100% | FALSE | 143772 | 0 | 0 | 0 | 0 | 0 | 0 | 143772 | 0 | 0 | 0 | 0 | 0
50884 | Pinellas County Resource Recovery | Pinellas County | FL | 100% | FALSE | 400671 | 5.63 | 0 | 5.63 | 0 | 0 | 0 | 400665.37 | 0 | 6.0198 | 0 | 0 | 0
50949 | Hardee Power Station | Invenergy | FL | 51% | TRUE | 182121.51 | 182121.51 | 0 | 182121.51 | 0 | 0 | 0 | 0 | 0 | 4591.5504 | 0.02295 | 0.96798 | 0
50949 | Hardee Power Station | Marubeni | FL | 49% | FALSE | 174979.49 | 174979.49 | 0 | 174979.49 | 0 | 0 | 0 | 0 | 0 | 4411.4896 | 0.02205 | 0.93002 | 0
50960 | Union County Resource Recovery | Union County Utilities Auth | NJ | 100% | FALSE | 293006 | 0 | 0 | 0 | 0 | 0 | 0 | 293006 | 0 | 0 | 0 | 0 | 0
50976 | Indiantown Cogeneration LP | NextEra Energy | FL | 100% | TRUE | 113721.005 | 113721.005 | 108933.46 | 4787.545 | 0 | 0 | 0 | 0 | 0 | 125155.3394 | 75.087 | 160.109 | 0.1702
50978 | Carr Street Generating Station | Brookfield | NY | 100% | TRUE | 85261 | 85261 | 0 | 85261 | 0 | 0 | 0 | 0 | 0 | 42782.095 | 0.216 | 10.198 | 0
50999 | Aziscohos Hydroelectric Project | Brookfield | ME | 100% | TRUE | 35460 | 0 | 0 | 0 | 0 | 0 | 35460 | 0 | 0 | 0 | 0 | 0 | 0
51038 | MacArthur Waste to Energy Facility | Islip Resource Recovery Agency | NY | 100% | FALSE | 55805 | 1239.431 | 0 | 1239.431 | 0 | 0 | 0 | 54565.569 | 0 | 2289.8573 | 0 | 0 | 0
511 | Trinidad (CO) | Arkansas River Power Authority | CO | 58.7% | FALSE | 125 | 125 | 0 | 0 | 125 | 0 | 0 | 0 | 0 | 93.0181 | 0 | 0 | 0
52026 | Dartmouth Power Associates LP | Riverstone | MA | 100% | TRUE | 95083 | 95083 | 0 | 93525.474 | 1557.526 | 0 | 0 | 0 | 0 | 50997.2002 | 0.211 | 11.595 | 0
52036 | Yough Hydro Power | General Electric | PA | 100% | TRUE | 53524 | 0 | 0 | 0 | 0 | 0 | 53524 | 0 | 0 | 0 | 0 | 0 | 0
52054 | Rapidan Hydro Facility | North American Hydro LLC | MN | 100% | FALSE | 16884 | 0 | 0 | 0 | 0 | 0 | 16884 | 0 | 0 | 0 | 0 | 0 | 0
52056 | Nassau Energy Corp | ENGIE | NY | 100% | FALSE | 338715.268 | 338715.268 | 0 | 338696.33 | 18.938 | 0 | 0 | 0 | 0 | 96714.7547 | 1.051 | 229.252 | 0
52132 | Power Station 4 | Marathon Petroleum Company LP | TX | 100% | FALSE | 251088 | 251088 | 0 | 251088 | 0 | 0 | 0 | 0 | 0 | 86617.5051 | 0 | 0 | 0
52161 | Terra-Gen 251 Wind LLC | Energy Capital Partners | CA | 100% | TRUE | 23268 | 0 | 0 | 0 | 0 | 0 | 0 | 0 | 23268 | 0 | 0 | 0 | 0
531 | Camp Far West | South Sutter Water District | CA | 100% | FALSE | 40505 | 0 | 0 | 0 | 0 | 0 | 40505 | 0 | 0 | 0 | 0 | 0 | 0
535 | McClellan (CA) | Sacramento Municipal Util Dist | CA | 100% | TRUE | 8862 | 8862 | 0 | 8862 | 0 | 0 | 0 | 0 | 0 | 6561.3354 | 0 | 0 | 0
539 | Rocky River (CT) | PSP Investments | CT | 100% | FALSE | 1797 | 0 | 0 | 0 | 0 | 0 | 1797 | 0 | 0 | 0 | 0 | 0 | 0
54056 | Pawtucket Power Associates | Maxim Power (USA) Inc | RI | 100% | FALSE | 13282 | 13282 | 0 | 12002 | 1280 | 0 | 0 | 0 | 0 | 7214.9699 | 0.127 | 2.202 | 0
541 | Bulls Bridge | PSP Investments | CT | 100% | FALSE | 31908 | 0 | 0 | 0 | 0 | 0 | 31908 | 0 | 0 | 0 | 0 | 0 | 0
54111 | Second Imperial Geothermal | Ormat Nevada Inc | CA | 100% | FALSE | 144302 | 0 | 0 | 0 | 0 | 0 | 0 | 0 | 144302 | 0 | 0 | 0 | 0
54114 | Kennedy International Airport Cogen | Calpine | NY | 100% | TRUE | 586593 | 586593 | 0 | 586593 | 0 | 0 | 0 | 0 | 0 | 302815.51 | 1.588 | 69.028 | 0
54131 | Fortistar North Tonawanda | Fortistar | NY | 100% | FALSE | 11159 | 11159 | 0 | 11159 | 0 | 0 | 0 | 0 | 0 | 5041.5434 | 0.029 | 3.972 | 0
54265 | Akron Recycle Energy Plant | City of Akron | OH | 100% | FALSE | 0 | 0 | 0 | 0 | 0 | 0 | 0 | 0 | 0 | 0 | 0 | 0 | 0
54268 | March Point Cogeneration | Shell | WA | 100% | FALSE | 940599 | 584674.04 | 0 | 584674.04 | 0 | 0 | 0 | 355924.96 | 0 | 349941.6799 | 0 | 0 | 0
54298 | Coram Energy LLC (ECT) | Coram Energy, LLC | CA | 100% | FALSE | 25885 | 0 | 0 | 0 | 0 | 0 | 0 | 0 | 25885 | 0 | 0 | 0 | 0
54299 | Coram Energy LLC | Coram Energy, LLC | CA | 100% | FALSE | 10144 | 0 | 0 | 0 | 0 | 0 | 0 | 0 | 10144 | 0 | 0 | 0 | 0
54300 | CTV Power Purchase Contract Trust | Coram Energy, LLC | CA | 100% | FALSE | 9944.7838 | 0 | 0 | 0 | 0 | 0 | 0 | 0 | 9944.7838 | 0 | 0 | 0 | 0
54324 | Ocean State Power II | LS Power | RI | 100% | TRUE | 543309.994 | 543309.994 | 0 | 530443.53 | 12866.464 | 0 | 0 | 0 | 0 | 271005.7332 | 1.572 | 54.414 | 0
54349 | Nevada Cogen Associates 2 Black Mountain | Rockland Capital | NV | 53.89% | FALSE | 392269.6854 | 392269.6854 | 0 | 392269.6854 | 0 | 0 | 0 | 0 | 0 | 169268.5739 | 0 | 0 | 0
54349 | Nevada Cogen Associates 2 Black Mountain | Rockland Capital | NV | 46.11% | FALSE | 335583.3146 | 335583.3146 | 0 | 335583.3146 | 0 | 0 | 0 | 0 | 0 | 144807.7973 | 0 | 0 | 0
54365 | Orange Cogeneration Facility | Northern Star Generation | FL | 100% | FALSE | 444697.47 | 444697.47 | 0 | 444697.47 | 0 | 0 | 0 | 0 | 0 | 190460.3712 | 1.107 | 93.898 | 0
54385 | Kinneytown New Old | Enel | CT | 100% | TRUE | 2293 | 0 | 0 | 0 | 0 | 0 | 2293 | 0 | 0 | 0 | 0 | 0 | 0
54426 | Mulberry Cogeneration Facility | Polk Power Partners LP | FL | 100% | FALSE | 386401 | 386401 | 0 | 386401 | 0 | 0 | 0 | 0 | 0 | 175183.6098 | 1.013 | 63.3 | 0
54453 | EDF Renewable Windfarm V Inc | EDF | CA | 100% | TRUE | 23308 | 0 | 0 | 0 | 0 | 0 | 0 | 0 | 23308 | 0 | 0 | 0 | 0
54462 | Graniteville Enterprise Division | Enterprise Mill LLC | GA | 100% | FALSE | 1507 | 0 | 0 | 0 | 0 | 0 | 1507 | 0 | 0 | 0 | 0 | 0 | 0
54471 | Mascoma Hydro | Enel | NH | 100% | TRUE | 1930 | 0 | 0 | 0 | 0 | 0 | 1930 | 0 | 0 | 0 | 0 | 0 | 0
54547 | Sithe Independence Station | Dynegy | NY | 81.17% | TRUE | 3485625.858 | 3485625.858 | 0 | 3485625.858 | 0 | 0 | 0 | 0 | 0 | 1371252.0851 | 7.4872 | 208.4386 | 0
54547 | Sithe Independence Station | Dynegy | NY | 18.83% | TRUE | 808541.842 | 808541.842 | 0 | 808541.842 | 0 | 0 | 0 | 0 | 0 | 318081.9549 | 1.7368 | 48.3504 | 0
54554 | Spicer Meadow Project | Calaveras County Water Dist | CA | 100% | FALSE | 35356 | 0 | 0 | 0 | 0 | 0 | 35356 | 0 | 0 | 0 | 0 | 0 | 0
54555 | Collierville Powerhouse | Calaveras County Water Dist | CA | 100% | FALSE | 1032362 | 0 | 0 | 0 | 0 | 0 | 1032362 | 0 | 0 | 0 | 0 | 0 | 0
54620 | Pinetree Power Fitchburg | ENGIE | MA | 100% | FALSE | 130243 | 49.2 | 0 | 49.2 | 0 | 0 | 0 | 130193.8 | 0 | 50.3208 | 0 | 0 | 0
54640 | NAEA Lakewood LLC | The Carlyle Group | NJ | 80% | TRUE | 747866.3944 | 747866.3944 | 0 | 742305.056 | 5561.3384 | 0 | 0 | 0 | 0 | 350796.9375 | 2.5416 | 58.5704 | 0
54640 | NAEA Lakewood LLC | Essential Power | NJ | 20% | FALSE | 186966.5986 | 186966.5986 | 0 | 185576.264 | 1390.3346 | 0 | 0 | 0 | 0 | 87699.2344 | 0.6354 | 14.6426 | 0
54647 | TPC Windfarms LLC | NextEra Energy | CA | 100% | TRUE | 55586 | 0 | 0 | 0 | 0 | 0 | 0 | 0 | 55586 | 0 | 0 | 0 | 0
54689 | Heber Geothermal | Ormat Nevada Inc | CA | 100% | FALSE | 310718 | 0 | 0 | 0 | 0 | 0 | 0 | 0 | 310718 | 0 | 0 | 0 | 0
54693 | York Generation Company LLC | Riverstone | PA | 100% | TRUE | 4997.44 | 4997.44 | 0 | 4997.44 | 0 | 0 | 0 | 0 | 0 | 3120.0036 | 0 | 0 | 0
54758 | Wheelabrator Lisbon | Eastern Conn Res Recvy Auth | CT | 100% | FALSE | 108364 | 0 | 0 | 0 | 0 | 0 | 0 | 108364 | 0 | 0 | 0 | 0 | 0
54768 | Live Oak Limited | WGP Redwood Holdings, LLC | CA | 100% | FALSE | 24019 | 24019 | 0 | 24019 | 0 | 0 | 0 | 0 | 0 | 10845.8466 | 0.066 | 187.58 | 0
54781 | Suffolk Energy Partners LP | Suffolk Energy Partners LP | VA | 100% | FALSE | 21942 | 0 | 0 | 0 | 0 | 0 | 0 | 21942 | 0 | 0 | 0 | 0 | 0
54805 | Milford Power LP | Starwood Energy | MA | 100% | TRUE | 222943 | 222943 | 0 | 222943 | 0 | 0 | 0 | 0 | 0 | 111916.835 | 0.565 | 44.461 | 0
54816 | Riverwood 100 Building | Riverwood 100 VAF LLC | GA | 100% | FALSE | 0 | 0 | 0 | 0 | 0 | 0 | 0 | 0 | 0 | 0 | 0 | 0 | 0
54842 | Outagamie County Co-Generation Facility | Outagamie Clean Energy Project LLC | WI | 100% | FALSE | 49895 | 0 | 0 | 0 | 0 | 0 | 0 | 49895 | 0 | 0 | 0 | 0 | 0
54915 | Michigan Power LP | Rockland Capital | MI | 100% | FALSE | 992045 | 992045 | 0 | 992045 | 0 | 0 | 0 | 0 | 0 | 362210.247 | 2.753 | 116.984 | 0
54927 | Grand Isle Gas Plant / Treating Station | Energy XXI Pipeline II, LLC | LA | 100% | FALSE | 4 | 4 | 0 | 4 | 0 | 0 | 0 | 0 | 0 | 3.2145 | 0 | 0 | 0
54931 | Ridgetop | Ridgetop Energy LLC II | CA | 100% | FALSE | 144091 | 0 | 0 | 0 | 0 | 0 | 0 | 0 | 144091 | 0 | 0 | 0 | 0
54934 | Keystone Recovery | APTIM Environmental & Infrastructure | PA | 14.29% | FALSE | 6040.4286 | 0 | 0 | 0 | 0 | 0 | 0 | 6040.4286 | 0 | 0 | 0 | 0 | 0
54934 | Keystone Recovery | CB&I Government Solutions | PA | 85.71% | FALSE | 36242.5714 | 0 | 0 | 0 | 0 | 0 | 0 | 36242.5714 | 0 | 0 | 0 | 0 | 0
54945 | CT Resource Rec Authority Facility | Materials Innovation Recycling Authority | CT | 100% | FALSE | 315035.992 | 1783.212 | 0 | 1783.212 | 0 | 0 | 0 | 313252.78 | 0 | 2074.08 | 0 | 0 | 0
54979 | Big Spring Wind Power Facility | Energy Capital Partners | TX | 100% | TRUE | 54863 | 0 | 0 | 0 | 0 | 0 | 0 | 0 | 54863 | 0 | 0 | 0 | 0
54995 | Indiana Harbor E 5 AC Station | Primary Energy | IN | 100% | FALSE | 336128 | 51046.3 | 0 | 51046.3 | 0 | 0 | 0 | 285081.7 | 0 | 101601.0139 | 0 | 0 | 0
54996 | Salton Sea Power Gen Co - Unit 4 | Berkshire Hathaway Energy | CA | 100% | TRUE | 313497 | 0 | 0 | 0 | 0 | 0 | 0 | 0 | 313497 | 0 | 0 | 0 | 0
55040 | Mid-Georgia Cogeneration Facility | The Carlyle Group | GA | 75.05% | TRUE | 108779.7215 | 108779.7215 | 0 | 107491.4192 | 1288.3023 | 0 | 0 | 0 | 0 | 42214.7947 | 0.62066 | 19.0147 | 0
55040 | Mid-Georgia Cogeneration Facility | General Electric | GA | 24.95% | TRUE | 36163.2785 | 36163.2785 | 0 | 35734.9888 | 428.2897 | 0 | 0 | 0 | 0 | 14034.099 | 0.20634 | 6.3213 | 0
55041 | Berkshire Power | Ares | MA | 100% | TRUE | 387265 | 387265 | 0 | 387265 | 0 | 0 | 0 | 0 | 0 | 174527.4 | 0.881 | 70.416 | 0
55047 | Pasadena Cogeneration | Calpine | TX | 100% | TRUE | 4042848 | 4042848 | 0 | 4042848 | 0 | 0 | 0 | 0 | 0 | 1675890.5671 | 8.501 | 314.602 | 0
55066 | Heat Recovery Coke Facility | Primary Energy | IN | 100% | FALSE | 286645 | 0 | 0 | 0 | 0 | 0 | 0 | 286645 | 0 | 0 | 0 | 0 | 0
55076 | Red Hills Generating Facility | PurEnergy | MS | 100% | FALSE | 2239782.963 | 2239782.963 | 2231139.71 | 8643.253 | 0 | 0 | 0 | 0 | 0 | 2727278.5734 | 2244.953 | 1791.009 | 21.2
551 | Scotland Dam | PSP Investments | CT | 100% | FALSE | 27 | 0 | 0 | 0 | 0 | 0 | 27 | 0 | 0 | 0 | 0 | 0 | 0
55103 | Klamath Cogeneration Plant | Avangrid | OR | 100% | TRUE | 2210937.51 | 2210937.51 | 0 | 2210937.51 | 0 | 0 | 0 | 0 | 0 | 948795.1831 | 5.107 | 130.306 | 0
55107 | Rhode Island State Energy Center | The Carlyle Group | RI | 100% | TRUE | 2831887 | 2831887 | 0 | 2831887 | 0 | 0 | 0 | 0 | 0 | 1182301.708 | 5.969 | 67.54 | 0
55128 | Walton County Power LLC | The Carlyle Group | GA | 75.05% | TRUE | 187241.4945 | 187241.4945 | 0 | 187241.4945 | 0 | 0 | 0 | 0 | 0 | 112926.0952 | 0.57038 | 47.4211 | 0
55128 | Walton County Power LLC | General Electric | GA | 24.95% | TRUE | 62247.5055 | 62247.5055 | 0 | 62247.5055 | 0 | 0 | 0 | 0 | 0 | 37541.7198 | 0.18962 | 15.7649 | 0
55173 | Acadia Energy Center | Entergy | LA | 50% | TRUE | 2383632 | 2383632 | 0 | 2383632 | 0 | 0 | 0 | 0 | 0 | 1036015.095 | 5.23 | 84.6545 | 0
55179 | Rathdrum Power LLC | Itochu | ID | 50% | FALSE | 666516 | 666516 | 0 | 666516 | 0 | 0 | 0 | 0 | 0 | 281448.2875 | 1.421 | 32.0855 | 0
55179 | Rathdrum Power LLC | John Hancock | ID | 35% | FALSE | 466561.2 | 466561.2 | 0 | 466561.2 | 0 | 0 | 0 | 0 | 0 | 197013.8012 | 0.9947 | 22.4598 | 0
55179 | Rathdrum Power LLC | Prudential | ID | 15% | FALSE | 199954.8 | 199954.8 | 0 | 199954.8 | 0 | 0 | 0 | 0 | 0 | 84434.4862 | 0.4263 | 9.6257 | 0
55187 | Channelview Cogeneration Plant | Ares | TX | 100% | TRUE | 5104662 | 5104662 | 0 | 5104662 | 0 | 0 | 0 | 0 | 0 | 1832932.9315 | 15.984 | 281.186 | 0
55193 | Ontelaunee Energy Center | Dynegy | PA | 100% | TRUE | 4263945 | 4263945 | 0 | 4263945 | 0 | 0 | 0 | 0 | 0 | 1767155.706 | 8.921 | 101.487 | 0
55197 | Caledonia | General Electric | MS | 100% | TRUE | 4340826 | 4340826 | 0 | 4340826 | 0 | 0 | 0 | 0 | 0 | 1864971.131 | 9.414 | 171.815 | 0
55199 | Elwood Energy LLC | J-Power | IL | 100% | TRUE | 358423 | 358423 | 0 | 358423 | 0 | 0 | 0 | 0 | 0 | 240899.681 | 0.777 | 72.078 | 0
552 | Shepaug | PSP Investments | CT | 100% | FALSE | 103513 | 0 | 0 | 0 | 0 | 0 | 103513 | 0 | 0 | 0 | 0 | 0 | 0
55236 | Lee Energy Facility | Rockland Capital | IL | 100% | FALSE | 97295 | 97295 | 0 | 97295 | 0 | 0 | 0 | 0 | 0 | 75042.677 | 0.378 | 22.093 | 0
55239 | Red Oak Power LLC | The Carlyle Group | NJ | 100% | TRUE | 5293604 | 5293604 | 0 | 5293604 | 0 | 0 | 0 | 0 | 0 | 2264078.798 | 11.43 | 194.498 | 0
55247 | Darby Power, LLC | ArcLight Capital | OH | 50% | TRUE | 72742.501 | 72742.501 | 0 | 72660.945 | 81.556 | 0 | 0 | 0 | 0 | 55051.4481 | 0.2965 | 65.776 | 0
55247 | Darby Power, LLC | The Blackstone Group | OH | 50% | TRUE | 72742.501 | 72742.501 | 0 | 72660.945 | 81.556 | 0 | 0 | 0 | 0 | 55051.4481 | 0.2965 | 65.776 | 0
55265 | Lake Benton II | NextEra Energy | MN | 100% | TRUE | 271661 | 0 | 0 | 0 | 0 | 0 | 0 | 0 | 271661 | 0 | 0 | 0 | 0
55274 | State Farm Support Center East | JDM Partners MM III, LLC | GA | 100% | FALSE | 0 | 0 | 0 | 0 | 0 | 0 | 0 | 0 | 0 | 94.8931 | 0 | 0 | 0
55296 | Calumet Energy Team LLC | Dynegy | IL | 100% | TRUE | 24548 | 24548 | 0 | 24548 | 0 | 0 | 0 | 0 | 0 | 15314.358 | 0.079 | 10.56 | 0
55298 | Fairless Energy Center | Dominion | PA | 100% | TRUE | 7570296 | 7570296 | 0 | 7570296 | 0 | 0 | 0 | 0 | 0 | 3131140.481 | 15.807 | 199.647 | 0
55299 | Channel Energy Center LLC | Calpine | TX | 100% | TRUE | 4292779.03 | 3841914.88 | 0 | 3841914.88 | 0 | 0 | 0 | 450864.15 | 0 | 1356268.5475 | 7.009 | 180.4 | 0
553 | Stevenson | PSP Investments | CT | 100% | FALSE | 77234 | 0 | 0 | 0 | 0 | 0 | 77234 | 0 | 0 | 0 | 0 | 0 | 0
55309 | Air Products Port Arthur | The Premcor Refining Group Inc | TX | 46.24% | FALSE | 465749.6736 | 464599.3987 | 0 | 464599.3987 | 0 | 0 | 0 | 1150.2748 | 0 | 182237.9026 | 0 | 0 | 0
55332 | Washington County Power LLC | The Carlyle Group | GA | 75.05% | TRUE | 89083.5995 | 89083.5995 | 0 | 89083.5995 | 0 | 0 | 0 | 0 | 0 | 56274.4721 | 0.28444 | 22.6171 | 0
55332 | Washington County Power LLC | General Electric | GA | 24.95% | TRUE | 29615.4005 | 29615.4005 | 0 | 29615.4005 | 0 | 0 | 0 | 0 | 0 | 18708.1689 | 0.094561 | 7.5189 | 0
55334 | Holland Energy Facility | Hoosier Energy | IL | 50% | FALSE | 351768.5 | 351768.5 | 0 | 351768.5 | 0 | 0 | 0 | 0 | 0 | 162933.881 | 0.8225 | 22.608 | 0
55334 | Holland Energy Facility | Wabash Valley Power Assn, Inc | IL | 50% | FALSE | 351768.5 | 351768.5 | 0 | 351768.5 | 0 | 0 | 0 | 0 | 0 | 162933.881 | 0.8225 | 22.608 | 0
55348 | Troy Energy LLC | LS Power | OH | 100% | TRUE | 188460.996 | 188460.996 | 0 | 184945.9 | 3515.096 | 0 | 0 | 0 | 0 | 106736.1726 | 0.742 | 37.323 | 0
55349 | Pleasants Energy LLC | Dynegy | WV | 100% | TRUE | 601296.003 | 601296.003 | 0 | 600222.68 | 1073.323 | 0 | 0 | 0 | 0 | 377522.9067 | 1.958 | 106.426 | 0
55380 | Union Power Station | Entergy | AR | 25% | TRUE | 2467265.5 | 2467265.5 | 0 | 2467265.5 | 0 | 0 | 0 | 0 | 0 | 942082.3292 | 4.7562 | 102.1515 | 0
55380 | Union Power Station | Entergy | AR | 50% | TRUE | 4934531 | 4934531 | 0 | 4934531 | 0 | 0 | 0 | 0 | 0 | 1884164.6585 | 9.5125 | 204.303 | 0
55381 | Commonwealth Chesapeake | Itochu | VA | 100% | FALSE | 72131 | 72131 | 0 | 0 | 72131 | 0 | 0 | 0 | 0 | 63892.3 | 17.358 | 98.191 | 0
55386 | Columbia Energy Center (SC) | LS Power | SC | 100% | TRUE | 1676278.294 | 1676278.294 | 0 | 1676263.57 | 14.724 | 0 | 0 | 0 | 0 | 564935.8236 | 4.029 | 96.037 | 0
55391 | RockGen Energy Center | Calpine | WI | 100% | TRUE | 384911 | 384911 | 0 | 384911 | 0 | 0 | 0 | 0 | 0 | 257837.67 | 1.302 | 81.841 | 0
554 | Taftville | PSP Investments | CT | 100% | FALSE | 5719 | 0 | 0 | 0 | 0 | 0 | 5719 | 0 | 0 | 0 | 0 | 0 | 0
55400 | Elk Hills Power LLC | California Resources Corporation | CA | 68.06% | FALSE | 2590241.1814 | 2590241.1814 | 0 | 2590241.1814 | 0 | 0 | 0 | 0 | 0 | 982806.5388 | 5.1472 | 46.5862 | 0
55406 | Effingham County Power Project | The Carlyle Group | GA | 75.05% | TRUE | 1837273.533 | 1837273.533 | 0 | 1837273.533 | 0 | 0 | 0 | 0 | 0 | 792274.6957 | 3.9994 | 64.3516 | 0
55406 | Effingham County Power Project | General Electric | GA | 24.95% | TRUE | 610792.467 | 610792.467 | 0 | 610792.467 | 0 | 0 | 0 | 0 | 0 | 263387.7903 | 1.3296 | 21.3934 | 0
55409 | Calhoun Energy Center | Harbert Power | AL | 100% | FALSE | 160102.996 | 160102.996 | 0 | 157275.42 | 2827.576 | 0 | 0 | 0 | 0 | 101835.5273 | 0.601 | 30.333 | 0
55415 | Vandolah Power Station | Northern Star Generation | FL | 100% | FALSE | 1122210.031 | 1122210.031 | 0 | 1121962.6 | 247.431 | 0 | 0 | 0 | 0 | 703807.038 | 4.606 | 212.13 | 0
55433 | Bayou Cove Peaking Power | City of Alexandria - (LA) | LA | 25% | FALSE | 22630 | 22630 | 0 | 22630 | 0 | 0 | 0 | 0 | 0 | 17336.7675 | 0.0875 | 3.6087 | 0
55467 | Ouachita | Entergy | LA | 66.67% | TRUE | 2773374 | 2773374 | 0 | 2773374 | 0 | 0 | 0 | 0 | 0 | 1118247.3287 | 5.6447 | 140.41 | 0
55470 | Green Power 2 | Marathon Petroleum Company LP | TX | 100% | FALSE | 4416905.001 | 4350774.77 | 0 | 4350774.77 | 0 | 0 | 0 | 66130.231 | 0 | 1299643.9744 | 95.314 | 268.744 | 0
55477 | Neil Simpson Gas Turbine #2 | City Of Gillette | WY | 100% | FALSE | 7678 | 7678 | 0 | 7678 | 0 | 0 | 0 | 0 | 0 | 4718.886 | 0.024 | 2.665 | 0
55499 | CalPeak Power Vaca Dixon Peaker Plant | The Carlyle Group | CA | 100% | TRUE | 9340 | 9340 | 0 | 9340 | 0 | 0 | 0 | 0 | 0 | 5981.128 | 0.031 | 0.374 | 0
55502 | Lawrenceburg Power, LLC | ArcLight Capital | IN | 50% | TRUE | 3605423.5 | 3605423.5 | 0 | 3605423.5 | 0 | 0 | 0 | 0 | 0 | 1574606.7235 | 7.949 | 161.7765 | 0
55502 | Lawrenceburg Power, LLC | The Blackstone Group | IN | 50% | TRUE | 3605423.5 | 3605423.5 | 0 | 3605423.5 | 0 | 0 | 0 | 0 | 0 | 1574606.7235 | 7.949 | 161.7765 | 0
55503 | Waterford Power, LLC | ArcLight Capital | OH | 50% | TRUE | 3000113.5 | 3000113.5 | 0 | 3000113.5 | 0 | 0 | 0 | 0 | 0 | 1253330.5315 | 6.327 | 99.412 | 0
55503 | Waterford Power, LLC | The Blackstone Group | OH | 50% | TRUE | 3000113.5 | 3000113.5 | 0 | 3000113.5 | 0 | 0 | 0 | 0 | 0 | 1253330.5315 | 6.327 | 99.412 | 0
55508 | CalPeak Power Panoche Peaker Plant | The Carlyle Group | CA | 100% | TRUE | 15571 | 15571 | 0 | 15571 | 0 | 0 | 0 | 0 | 0 | 9967.094 | 0.051 | 0.897 | 0
55510 | CalPeak Power Border Peaker Plant | The Carlyle Group | CA | 100% | TRUE | 12331 | 12331 | 0 | 12331 | 0 | 0 | 0 | 0 | 0 | 8010.859 | 0.041 | 0.753 | 0
55513 | CalPeak Power Enterprise Peaker Plant | The Carlyle Group | CA | 100% | TRUE | 11959 | 11959 | 0 | 11959 | 0 | 0 | 0 | 0 | 0 | 7708.959 | 0.04 | 1.061 | 0
55544 | Klamath Expansion Project | Avangrid | OR | 100% | TRUE | 65510.06 | 65510.06 | 0 | 65510.06 | 0 | 0 | 0 | 0 | 0 | 42952.202 | 0.218 | 8.251 | 0
55561 | Tsar Nicholas LLC | Enel | MN | 100% | TRUE | 5559 | 0 | 0 | 0 | 0 | 0 | 0 | 0 | 5559 | 0 | 0 | 0 | 0
55609 | Foote Creek III | Duke | WY | 100% | TRUE | 63891 | 0 | 0 | 0 | 0 | 0 | 0 | 0 | 63891 | 0 | 0 | 0 | 0
55650 | Plains End | Itochu | CO | 50% | FALSE | 3135.5 | 3135.5 | 0 | 3135.5 | 0 | 0 | 0 | 0 | 0 | 1864.5856 | 0 | 0 | 0
55650 | Plains End | John Hancock | CO | 35% | FALSE | 2194.85 | 2194.85 | 0 | 2194.85 | 0 | 0 | 0 | 0 | 0 | 1305.2099 | 0 | 0 | 0
55650 | Plains End | Prudential | CO | 15% | FALSE | 940.65 | 940.65 | 0 | 940.65 | 0 | 0 | 0 | 0 | 0 | 559.3757 | 0 | 0 | 0
55672 | AL Sandersville LLC | The Carlyle Group | GA | 75.05% | TRUE | 859.3225 | 859.3225 | 0 | 859.3225 | 0 | 0 | 0 | 0 | 0 | 515.0892 | 0.001501 | 0.23115 | 0
55672 | AL Sandersville LLC | General Electric | GA | 24.95% | TRUE | 285.6775 | 285.6775 | 0 | 285.6775 | 0 | 0 | 0 | 0 | 0 | 171.2388 | 0.000499 | 0.076846 | 0
557 | Tunnel | PSP Investments | CT | 100% | FALSE | 10629 | 407 | 0 | 0 | 407 | 0 | 10222 | 0 | 0 | 499.7178 | 0 | 1.317 | 0
55719 | Mountain View I&2 | AES | CA | 100% | TRUE | 156253 | 0 | 0 | 0 | 0 | 0 | 0 | 0 | 156253 | 0 | 0 | 0 | 0
55740 | Rock River I LLC | Shell | WY | 100% | FALSE | 147623 | 0 | 0 | 0 | 0 | 0 | 0 | 0 | 147623 | 0 | 0 | 0 | 0
55741 | Ridge Crest Wind Partners | Energy Capital Partners | CO | 100% | TRUE | 71153 | 0 | 0 | 0 | 0 | 0 | 0 | 0 | 71153 | 0 | 0 | 0 | 0
55747 | NWP Indian Mesa Wind Farm | NextEra Energy | TX | 100% | TRUE | 175949 | 0 | 0 | 0 | 0 | 0 | 0 | 0 | 175949 | 0 | 0 | 0 | 0
55765 | Green Knight Energy Center | Green Knight Economic Development Corpor | PA | 100% | FALSE | 31163 | 0 | 0 | 0 | 0 | 0 | 0 | 31163 | 0 | 0 | 0 | 0 | 0
55773 | Countyside Genco LLC | Biogas Energy Solutions | IL | 100% | FALSE | 38167 | 0 | 0 | 0 | 0 | 0 | 0 | 38167 | 0 | 0 | 0 | 0 | 0
55774 | Morris Genco LLC | Biogas Energy Solutions | IL | 100% | FALSE | 14365 | 0 | 0 | 0 | 0 | 0 | 0 | 14365 | 0 | 0 | 0 | 0 | 0
55796 | Woodward Mountain I | NextEra Energy | TX | 100% | TRUE | 159298 | 0 | 0 | 0 | 0 | 0 | 0 | 0 | 159298 | 0 | 0 | 0 | 0
55801 | Marcus Hook Energy LP | Starwood Energy | PA | 100% | TRUE | 5442321 | 5442321 | 0 | 5442321 | 0 | 0 | 0 | 0 | 0 | 2295809.7589 | 11.544 | 244.025 | 0
55804 | Top of Iowa Windfarm | Olympus Power | IA | 100% | FALSE | 149325 | 0 | 0 | 0 | 0 | 0 | 0 | 0 | 149325 | 0 | 0 | 0 | 0
55810 | Gilroy Peaking Energy Center | Calpine | CA | 100% | TRUE | 29699 | 29699 | 0 | 29699 | 0 | 0 | 0 | 0 | 0 | 22477.553 | 0.114 | 6.766 | 0
55816 | Hawkeye Power Partners LLC | NextEra Energy | IA | 100% | TRUE | 86939 | 0 | 0 | 0 | 0 | 0 | 0 | 0 | 86939 | 0 | 0 | 0 | 0
55833 | Auburndale Peaker Energy Center | Calpine | FL | 100% | TRUE | 0 | 0 | 0 | 0 | 0 | 0 | 0 | 0 | 0 | 0 | 0 | 0 | 0
55857 | Oak Point Cogen | Chevron | LA | 100% | FALSE | 96440 | 96440 | 0 | 96440 | 0 | 0 | 0 | 0 | 0 | 22632.1243 | 0 | 0 | 0
55885 | Montgomery County Oaks LFGE Plant | Northeast Maryland W D Auth | MD | 100% | FALSE | 13915 | 0 | 0 | 0 | 0 | 0 | 0 | 13915 | 0 | 0 | 0 | 0 | 0
55938 | NAEA Ocean Peaking Power LLC | The Carlyle Group | NJ | 100% | TRUE | 349313 | 349313 | 0 | 349313 | 0 | 0 | 0 | 0 | 0 | 212912.072 | 1.075 | 56.585 | 0
55944 | Bay Windpower I | Crystal Flash Ltd | MI | 100% | FALSE | 2423 | 0 | 0 | 0 | 0 | 0 | 0 | 0 | 2423 | 0 | 0 | 0 | 0
55951 | Agua Mansa Power Plant | City of Colton - (CA) | CA | 100% | FALSE | 11648 | 11648 | 0 | 11648 | 0 | 0 | 0 | 0 | 0 | 7152.55 | 0.036 | 0.965 | 0
55970 | Cosumnes | Sacramento Municipal Util Dist | CA | 100% | TRUE | 3192303.069 | 3135277.2 | 0 | 3135277.2 | 0 | 0 | 0 | 57025.869 | 0 | 1259832.3795 | 7.031 | 65.513 | 0
55980 | Champepaden Wind Power | EDF | MN | 100% | TRUE | 5536 | 0 | 0 | 0 | 0 | 0 | 0 | 0 | 5536 | 0 | 0 | 0 | 0
55981 | Moulton Wind Power | Moulton Wind Power Partners, LLC | MN | 100% | FALSE | 4856 | 0 | 0 | 0 | 0 | 0 | 0 | 0 | 4856 | 0 | 0 | 0 | 0
55983 | Salton Sea Power LLC - Unit 5 | Berkshire Hathaway Energy | CA | 100% | TRUE | 338028 | 0 | 0 | 0 | 0 | 0 | 0 | 0 | 338028 | 0 | 0 | 0 | 0
55984 | CE Turbo LLC | Berkshire Hathaway Energy | CA | 100% | TRUE | 73259 | 0 | 0 | 0 | 0 | 0 | 0 | 0 | 73259 | 0 | 0 | 0 | 0
55991 | Brady | Brady Power Partners | NV | 100% | FALSE | 48226 | 0 | 0 | 0 | 0 | 0 | 0 | 0 | 48226 | 0 | 0 | 0 | 0
560 | Falls Village | PSP Investments | CT | 100% | FALSE | 33205 | 0 | 0 | 0 | 0 | 0 | 33205 | 0 | 0 | 0 | 0 | 0 | 0
56032 | Equus Freeport Power | J-Power | NY | 100% | TRUE | 85694 | 85694 | 0 | 85146.464 | 547.536 | 0 | 0 | 0 | 0 | 51707.62 | 0.321 | 5.733 | 0
56038 | UMCP CHP Plant | ENGIE | MD | 100% | FALSE | 93640 | 93640 | 0 | 92887.294 | 752.706 | 0 | 0 | 0 | 0 | 19308.4819 | 0 | 0 | 0
56041 | Malburg | Beowulf Energy | CA | 100% | FALSE | 694038 | 694038 | 0 | 694038 | 0 | 0 | 0 | 0 | 0 | 332996.44 | 1.682 | 17.389 | 0
56046 | Magnolia Power Project | Southern California P P A | CA | 100% | TRUE | 1429737 | 1429737 | 0 | 1429737 | 0 | 0 | 0 | 0 | 0 | 615562.674 | 3.143 | 27.773 | 0
56074 | Alliant SBD 9901 Wells Fargo | Well Fargo | IA | 100% | FALSE | 0 | 0 | 0 | 0 | 0 | 0 | 0 | 0 | 0 | 1.9566 | 0 | 0 | 0
56075 | High Winds LLC | NextEra Energy | CA | 90% | TRUE | 277613.1 | 0 | 0 | 0 | 0 | 0 | 0 | 0 | 277613.1 | 0 | 0 | 0 | 0
56093 | TransAlta Wyoming Wind | TransAlta | WY | 64% | FALSE | 233040 | 0 | 0 | 0 | 0 | 0 | 0 | 0 | 233040 | 0 | 0 | 0 | 0
56093 | TransAlta Wyoming Wind | TransAlta Renewables yieldco | WY | 36% | FALSE | 131085 | 0 | 0 | 0 | 0 | 0 | 0 | 0 | 131085 | 0 | 0 | 0 | 0
56123 | Minwind 3-9 | Minwind Shareholders | MN | 100% | FALSE | 23728 | 0 | 0 | 0 | 0 | 0 | 0 | 0 | 23728 | 0 | 0 | 0 | 0
56152 | Freeport Energy Center | Calpine | TX | 100% | TRUE | 1300783.55 | 1300783.55 | 0 | 1300783.55 | 0 | 0 | 0 | 0 | 0 | 382021.896 | 0 | 0 | 0
56160 | Mendota Hills, LLC | ArcLight Capital | IL | 100% | TRUE | 98641 | 0 | 0 | 0 | 0 | 0 | 0 | 0 | 98641 | 0 | 0 | 0 | 0
56166 | Sheboygan Falls | Alliant Energy | WI | 100% | TRUE | 308466 | 308466 | 0 | 308466 | 0 | 0 | 0 | 0 | 0 | 212186.586 | 0.497 | 50.404 | 0
56188 | Pinelawn Power LLC | J-Power | NY | 100% | TRUE | 126060 | 126060 | 0 | 124418.784 | 1641.216 | 0 | 0 | 0 | 0 | 65124.0895 | 0.886 | 4.259 | 0
56192 | Georgia-Pacific Wauna Mill | Western Generation Agency | OR | 100% | FALSE | 148614 | 35102.795 | 0 | 35102.795 | 0 | 0 | 0 | 113511.205 | 0 | 9263.1683 | 0 | 0 | 0
56199 | TG Windfarm LLC | Custom Farm Systems | MN | 100% | FALSE | 1313 | 0 | 0 | 0 | 0 | 0 | 0 | 0 | 1313 | 0 | 0 | 0 | 0
56200 | CG Windfarm LLC | Custom Farm Systems | MN | 100% | FALSE | 1479 | 0 | 0 | 0 | 0 | 0 | 0 | 0 | 1479 | 0 | 0 | 0 | 0
56201 | Bisson Windfarm LLC | Custom Farm Systems | MN | 100% | FALSE | 2917 | 0 | 0 | 0 | 0 | 0 | 0 | 0 | 2917 | 0 | 0 | 0 | 0
56203 | Westridge Windfarm LLC | Custom Farm Systems | MN | 100% | FALSE | 1615 | 0 | 0 | 0 | 0 | 0 | 0 | 0 | 1615 | 0 | 0 | 0 | 0
56211 | Sweetwater Wind 1 LLC | ArcLight Capital | TX | 100% | TRUE | 97304 | 0 | 0 | 0 | 0 | 0 | 0 | 0 | 97304 | 0 | 0 | 0 | 0
56212 | Sweetwater Wind 2 LLC | ArcLight Capital | TX | 100% | TRUE | 256576 | 0 | 0 | 0 | 0 | 0 | 0 | 0 | 256576 | 0 | 0 | 0 | 0
56226 | Bowling Green Wind | OMEGA Joint Venture 6 | OH | 100% | FALSE | 12075 | 0 | 0 | 0 | 0 | 0 | 0 | 0 | 12075 | 0 | 0 | 0 | 0
56239 | Malaga Power LLC | The Carlyle Group | CA | 100% | TRUE | 20495 | 20495 | 0 | 20495 | 0 | 0 | 0 | 0 | 0 | 13352.824 | 0.067 | 1.881 | 0
56248 | Shell Chemical | Geismar Statutory Trust | LA | 100% | FALSE | 576287 | 576287 | 0 | 576287 | 0 | 0 | 0 | 0 | 0 | 153455.5057 | 0 | 0 | 0
56262 | Gastonia, Tulip Drive | Gastonia City of | NC | 33.33% | FALSE | 70.3333 | 70.3333 | 0 | 0 | 70.3333 | 0 | 0 | 0 | 0 | 83.8874 | 0 | 0 | 0
56293 | Caprock Wind Farm | ArcLight Capital | NM | 100% | TRUE | 317735 | 0 | 0 | 0 | 0 | 0 | 0 | 0 | 317735 | 0 | 0 | 0 | 0
56295 | Kumeyaay Wind | ArcLight Capital | CA | 100% | TRUE | 118478 | 0 | 0 | 0 | 0 | 0 | 0 | 0 | 118478 | 0 | 0 | 0 | 0
56297 | Crescent Ridge | ArcLight Capital | IL | 75% | TRUE | 119463 | 0 | 0 | 0 | 0 | 0 | 0 | 0 | 119463 | 0 | 0 | 0 | 0
56297 | Crescent Ridge | Eurus Energy | IL | 25% | FALSE | 39821 | 0 | 0 | 0 | 0 | 0 | 0 | 0 | 39821 | 0 | 0 | 0 | 0
56299 | Wind Park Bear Creek | ArcLight Capital | PA | 100% | TRUE | 63406 | 0 | 0 | 0 | 0 | 0 | 0 | 0 | 63406 | 0 | 0 | 0 | 0
563 | South Meadow | Materials Innovation Recycling Authority | CT | 100% | FALSE | 749 | 749 | 0 | 0 | 749 | 0 | 0 | 0 | 0 | 1401.4 | 0 | 7.073 | 0
56300 | Jersey-Atlantic Wind Farm | ArcLight Capital | NJ | 100% | TRUE | 21534 | 0 | 0 | 0 | 0 | 0 | 0 | 0 | 21534 | 0 | 0 | 0 | 0
56301 | Wolverine Creek | Invenergy | ID | 100% | TRUE | 172117 | 0 | 0 | 0 | 0 | 0 | 0 | 0 | 172117 | 0 | 0 | 0 | 0
56311 | Sweetwater Wind 3 LLC | ArcLight Capital | TX | 100% | TRUE | 402069 | 0 | 0 | 0 | 0 | 0 | 0 | 0 | 402069 | 0 | 0 | 0 | 0
56317 | Raft River Geothermal Power Plant | Raft River Energy 1 LLC | ID | 100% | FALSE | 84436 | 0 | 0 | 0 | 0 | 0 | 0 | 0 | 84436 | 0 | 0 | 0 | 0
56319 | Wygen 2 | Black Hills Corp | WY | 100% | FALSE | 745363.003 | 745363.003 | 744137.92 | 1225.083 | 0 | 0 | 0 | 0 | 0 | 952787.883 | 267.057 | 227.745 | 4.1235
56336 | Aragonne Wind LLC | ArcLight Capital | NM | 100% | TRUE | 272990 | 0 | 0 | 0 | 0 | 0 | 0 | 0 | 272990 | 0 | 0 | 0 | 0
56337 | Sweetwater Wind 4 LLC | Duke | TX | 47% | TRUE | 322208.03 | 0 | 0 | 0 | 0 | 0 | 0 | 0 | 322208.03 | 0 | 0 | 0 | 0
56337 | Sweetwater Wind 4 LLC | ArcLight Capital | TX | 53% | TRUE | 363340.97 | 0 | 0 | 0 | 0 | 0 | 0 | 0 | 363340.97 | 0 | 0 | 0 | 0
56371 | Cedar Creek Wind | ArcLight Capital | CO | 100% | TRUE | 794301 | 0 | 0 | 0 | 0 | 0 | 0 | 0 | 794301 | 0 | 0 | 0 | 0
56372 | Sweetwater Wind 5 | Duke | TX | 47% | TRUE | 108046.42 | 0 | 0 | 0 | 0 | 0 | 0 | 0 | 108046.42 | 0 | 0 | 0 | 0
56372 | Sweetwater Wind 5 | ArcLight Capital | TX | 53% | TRUE | 121839.58 | 0 | 0 | 0 | 0 | 0 | 0 | 0 | 121839.58 | 0 | 0 | 0 | 0
56400 | Treasure Coast Energy Center | Florida Municipal Power Agency | FL | 100% | TRUE | 1838986.039 | 1838986.039 | 0 | 1838980.07 | 5.969 | 0 | 0 | 0 | 0 | 765408.8801 | 4.052 | 44.758 | 0
56417 | Westchester Gas Recovery | 31st Street Energy LLC | IL | 100% | FALSE | 14507 | 0 | 0 | 0 | 0 | 0 | 0 | 14507 | 0 | 0 | 0 | 0 | 0
56418 | Des Plaines Gas Recovery | 31st Street Energy LLC | IL | 100% | FALSE | 0 | 0 | 0 | 0 | 0 | 0 | 0 | 0 | 0 | 0 | 0 | 0 | 0
56419 | Beecher Gas Recovery | 31st Street Energy LLC | IL | 100% | FALSE | 11722 | 0 | 0 | 0 | 0 | 0 | 0 | 11722 | 0 | 0 | 0 | 0 | 0
56446 | Buena Vista Energy LLC | ArcLight Capital | CA | 100% | TRUE | 86416 | 0 | 0 | 0 | 0 | 0 | 0 | 0 | 86416 | 0 | 0 | 0 | 0
56450 | GSG LLC | ArcLight Capital | IL | 100% | TRUE | 220858 | 0 | 0 | 0 | 0 | 0 | 0 | 0 | 220858 | 0 | 0 | 0 | 0
56451 | Allegheny Ridge Wind Farm | ArcLight Capital | PA | 100% | TRUE | 212986 | 0 | 0 | 0 | 0 | 0 | 0 | 0 | 212986 | 0 | 0 | 0 | 0
56481 | SunE Alamosa | Brookfield | CO | 51% | TRUE | 17786.76 | 0 | 0 | 0 | 0 | 0 | 0 | 0 | 17786.76 | 0 | 0 | 0 | 0
56481 | SunE Alamosa | TerraForm Power | CO | 49% | FALSE | 17089.24 | 0 | 0 | 0 | 0 | 0 | 0 | 0 | 17089.24 | 0 | 0 | 0 | 0
56509 | Tesoro SLC Cogeneration Plant | Caterpillar | UT | 100% | FALSE | 195031.023 | 178621.99 | 0 | 178621.99 | 0 | 0 | 0 | 16409.033 | 0 | 130640.7097 | 0 | 0 | 0
56516 | Plains End II LLC | Itochu | CO | 50% | FALSE | 4823.5 | 4823.5 | 0 | 4823.5 | 0 | 0 | 0 | 0 | 0 | 2689.2089 | 0 | 0 | 0
56516 | Plains End II LLC | John Hancock | CO | 35% | FALSE | 3376.45 | 3376.45 | 0 | 3376.45 | 0 | 0 | 0 | 0 | 0 | 1882.4462 | 0 | 0 | 0
56516 | Plains End II LLC | Prudential | CO | 15% | FALSE | 1447.05 | 1447.05 | 0 | 1447.05 | 0 | 0 | 0 | 0 | 0 | 806.7627 | 0 | 0 | 0
56570 | Terra-Gen VG Wind LLC | Energy Capital Partners | CA | 100% | TRUE | 10091 | 0 | 0 | 0 | 0 | 0 | 0 | 0 | 10091 | 0 | 0 | 0 | 0
56571 | Eastern Landfill Gas LLC | Exelon | MD | 100% | TRUE | 8343 | 0 | 0 | 0 | 0 | 0 | 0 | 8343 | 0 | 0 | 0 | 0 | 0
56572 | Bethlehem Renewable Energy LLC | Exelon | PA | 100% | TRUE | 24262 | 0 | 0 | 0 | 0 | 0 | 0 | 24262 | 0 | 0.22493 | 0 | 0 | 0
56608 | Prairie Winds SD1 | Mitchell Technical Institute | SD | 0.9259% | FALSE | 5474.9259 | 0 | 0 | 0 | 0 | 0 | 0 | 0 | 5474.9259 | 0 | 0 | 0 | 0
56618 | Noble Clinton Windpark LLC | Noble Environmental Power | NY | 100% | FALSE | 171184 | 0 | 0 | 0 | 0 | 0 | 0 | 0 | 171184 | 0 | 0 | 0 | 0
56619 | Noble Ellenburg Windpark LLC | Noble Environmental Power | NY | 100% | FALSE | 173192 | 0 | 0 | 0 | 0 | 0 | 0 | 0 | 173192 | 0 | 0 | 0 | 0
56620 | Noble Bliss Windpark LLC | Noble Environmental Power | NY | 100% | FALSE | 210434 | 0 | 0 | 0 | 0 | 0 | 0 | 0 | 210434 | 0 | 0 | 0 | 0
56639 | Midway Peaking LLC | The Carlyle Group | CA | 100% | TRUE | 66714 | 66714 | 0 | 66714 | 0 | 0 | 0 | 0 | 0 | 44496.519 | 0.225 | 7.126 | 0
56646 | Chandler Hills Wind Farm | Energy Capital Partners | MN | 100% | TRUE | 4695 | 0 | 0 | 0 | 0 | 0 | 0 | 0 | 4695 | 0 | 0 | 0 | 0
56648 | Majestic 1 Wind Farm | NextEra Energy | TX | 100% | TRUE | 307371 | 0 | 0 | 0 | 0 | 0 | 0 | 0 | 307371 | 0 | 0 | 0 | 0
56649 | South Trent Wind Farm | NRG | TX | 75.9% | TRUE | 244434.432 | 0 | 0 | 0 | 0 | 0 | 0 | 0 | 244434.432 | 0 | 0 | 0 | 0
56649 | South Trent Wind Farm | NRG Yield Op. | TX | 24.1% | FALSE | 77613.568 | 0 | 0 | 0 | 0 | 0 | 0 | 0 | 77613.568 | 0 | 0 | 0 | 0
56654 | Hatchet Ridge Wind Project | Pattern Energy | CA | 100% | FALSE | 292430 | 0 | 0 | 0 | 0 | 0 | 0 | 0 | 292430 | 0 | 0 | 0 | 0
56661 | Pattern Gulf Wind | Pattern Energy | TX | 100% | FALSE | 768732 | 0 | 0 | 0 | 0 | 0 | 0 | 0 | 768732 | 0 | 0 | 0 | 0
56668 | NIH Cogeneration Facility | National Institutes of Health | MD | 100% | FALSE | 175573 | 175573 | 0 | 175573 | 0 | 0 | 0 | 0 | 0 | 49922.8049 | 0 | 0 | 0
56671 | Longview Power Plant | Longview Intermediate Holdings C, LLC | WV | 100% | FALSE | 4702879.985 | 4702879.985 | 4627363.7 | 75516.285 | 0 | 0 | 0 | 0 | 0 | 4228339.398 | 1939.904 | 1327.873 | 11.7
56771 | Silver Star I Wind Power Project | BP | TX | 100% | TRUE | 146565 | 0 | 0 | 0 | 0 | 0 | 0 | 0 | 146565 | 0 | 0 | 0 | 0
56777 | Fowler Ridge Wind Farm LLC | BP | IN | 33.15% | TRUE | 437437.0065 | 0 | 0 | 0 | 0 | 0 | 0 | 0 | 437437.0065 | 0 | 0 | 0 | 0
56879 | Flat Ridge Wind Energy LLC | BP | KS | 100% | TRUE | 161942 | 0 | 0 | 0 | 0 | 0 | 0 | 0 | 161942 | 0 | 0 | 0 | 0
56884 | Cumberland County Solid Waste Complex | Energy Power Partners | NJ | 100% | FALSE | 26458 | 0 | 0 | 0 | 0 | 0 | 0 | 26458 | 0 | 0 | 0 | 0 | 0
56901 | Noble Altona Windpark LLC | Noble Environmental Power | NY | 100% | FALSE | 175637 | 0 | 0 | 0 | 0 | 0 | 0 | 0 | 175637 | 0 | 0 | 0 | 0
56902 | Noble Wethersfield Windpark LLC | Noble Environmental Power | NY | 100% | FALSE | 272083 | 0 | 0 | 0 | 0 | 0 | 0 | 0 | 272083 | 0 | 0 | 0 | 0
56904 | Noble Chateaugay Windpark LLC | Noble Environmental Power | NY | 100% | FALSE | 208469 | 0 | 0 | 0 | 0 | 0 | 0 | 0 | 208469 | 0 | 0 | 0 | 0
56905 | Noble Great Plains Windpark LLC | Noble Environmental Power | TX | 100% | FALSE | 176099 | 0 | 0 | 0 | 0 | 0 | 0 | 0 | 176099 | 0 | 0 | 0 | 0
56922 | WWRF Solar Plant | SunEdison | CO | 100% | FALSE | 2809 | 0 | 0 | 0 | 0 | 0 | 0 | 0 | 2809 | 0 | 0 | 0 | 0
56938 | SunEdison LV Sutton Plant Site | SunEdison | NC | 100% | FALSE | 1519 | 0 | 0 | 0 | 0 | 0 | 0 | 0 | 1519 | 0 | 0 | 0 | 0
56959 | Ocotillo Windpower | Duke | TX | 100% | TRUE | 145153 | 0 | 0 | 0 | 0 | 0 | 0 | 0 | 145153 | 0 | 0 | 0 | 0
56986 | Clinton LFGTE Facility | Casella Waste Systems | NY | 100% | FALSE | 38077 | 0 | 0 | 0 | 0 | 0 | 0 | 38077 | 0 | 0 | 0 | 0 | 0
56987 | Hyland LFGTE Facility | Casella Waste Systems | NY | 100% | FALSE | 35479 | 0 | 0 | 0 | 0 | 0 | 0 | 35479 | 0 | 0 | 0 | 0 | 0
56993 | MF Mesa Lane LLC | MS Greenrock, LLC | PA | 100% | FALSE | 3598 | 0 | 0 | 0 | 0 | 0 | 0 | 0 | 3598 | 0 | 0 | 0 | 0
56998 | Pueblo Airport Generating Station | Black Hills Corp | CO | 45.45% | FALSE | 503313.6364 | 503313.6364 | 0 | 503313.6364 | 0 | 0 | 0 | 0 | 0 | 256092.4961 | 1.3314 | 14.6391 | 0
56998 | Pueblo Airport Generating Station | Black Hills Corp | CO | 54.55% | FALSE | 603976.3636 | 603976.3636 | 0 | 603976.3636 | 0 | 0 | 0 | 0 | 0 | 307310.9953 | 1.5976 | 17.5669 | 0
57004 | SunEdison Walgreens Moreno Valley | SunEdison | CA | 100% | FALSE | 1191 | 0 | 0 | 0 | 0 | 0 | 0 | 0 | 1191 | 0 | 0 | 0 | 0
57006 | Walgreens Woodland Distribution Center | SunEdison | CA | 100% | FALSE | 660 | 0 | 0 | 0 | 0 | 0 | 0 | 0 | 660 | 0 | 0 | 0 | 0
57007 | SunEdison Ironwood State Prison | SunEdison | CA | 100% | FALSE | 1627 | 0 | 0 | 0 | 0 | 0 | 0 | 0 | 1627 | 0 | 0 | 0 | 0
57009 | Kohls San Bernardino Solar Facility | SunEdison | CA | 100% | FALSE | 0 | 0 | 0 | 0 | 0 | 0 | 0 | 0 | 0 | 0 | 0 | 0 | 0
57010 | SunEdison Anheuser Busch Fairfield | SunEdison | CA | 100% | FALSE | 1628 | 0 | 0 | 0 | 0 | 0 | 0 | 0 | 1628 | 0 | 0 | 0 | 0
57012 | SunEdison Walmart Apple Valley DC | SunEdison | CA | 100% | FALSE | 1628 | 0 | 0 | 0 | 0 | 0 | 0 | 0 | 1628 | 0 | 0 | 0 | 0
57027 | Canyon Power Plant | Southern California P P A | CA | 100% | TRUE | 159297 | 159297 | 0 | 159297 | 0 | 0 | 0 | 0 | 0 | 100493.718 | 0.507 | 7.529 | 0
57045 | Rolling Thunder Wind Farm | BP | SD | 100% | TRUE | 91243 | 0 | 0 | 0 | 0 | 0 | 0 | 0 | 91243 | 0 | 0 | 0 | 0
57073 | Ivanpah 2 | NRG | CA | 50.1% | TRUE | 118648.824 | 4996.974 | 0 | 4996.974 | 0 | 0 | 0 | 0 | 113651.85 | 11955.0624 | 0.052104 | 1.1177 | 0
57073 | Ivanpah 2 | Other | CA | 49.9% | FALSE | 118175.176 | 4977.026 | 0 | 4977.026 | 0 | 0 | 0 | 0 | 113198.15 | 11907.3376 | 0.051896 | 1.1133 | 0
57074 | Ivanpah 1 | NRG | CA | 50.1% | TRUE | 120002.526 | 5706.39 | 0 | 5706.39 | 0 | 0 | 0 | 0 | 114296.136 | 12379.9104 | 0.055611 | 1.1548 | 0
57074 | Ivanpah 1 | Other | CA | 49.9% | FALSE | 119523.474 | 5683.61 | 0 | 5683.61 | 0 | 0 | 0 | 0 | 113839.864 | 12330.4896 | 0.055389 | 1.1502 | 0
57075 | Ivanpah 3 | NRG | CA | 50.1% | TRUE | 122137.788 | 5949.375 | 0 | 5949.375 | 0 | 0 | 0 | 0 | 116188.413 | 11979.2106 | 0.053607 | 1.1167 | 0
57075 | Ivanpah 3 | Other | CA | 49.9% | FALSE | 121650.212 | 5925.625 | 0 | 5925.625 | 0 | 0 | 0 | 0 | 115724.587 | 11931.3894 | 0.053393 | 1.1123 | 0
57138 | Savannah River Site Biomass Cogen | US Dept of Energy | SC | 100% | FALSE | 95220 | 805.398 | 0 | 0 | 805.398 | 0 | 0 | 94414.602 | 0 | 1006.2417 | 0 | 0 | 0
57166 | Waste Management Lockwood LFGTE | Waste Management | NV | 100% | FALSE | 25220 | 0 | 0 | 0 | 0 | 0 | 0 | 25220 | 0 | 0 | 0 | 0 | 0
57169 | Waste Management Piedmont LFGTE Project | Waste Management | NC | 100% | FALSE | 14971 | 0 | 0 | 0 | 0 | 0 | 0 | 14971 | 0 | 0 | 0 | 0 | 0
57186 | Chautauqua LFGTE Facility | Chautauqua County | NY | 100% | FALSE | 42638 | 0 | 0 | 0 | 0 | 0 | 0 | 42638 | 0 | 0 | 0 | 0 | 0
57192 | Spring Valley Wind Project | Pattern Energy | NV | 100% | FALSE | 361364 | 0 | 0 | 0 | 0 | 0 | 0 | 0 | 361364 | 0 | 0 | 0 | 0
57243 | Cimarron Solar Facility | Southern | NM | 100% | TRUE | 60971 | 0 | 0 | 0 | 0 | 0 | 0 | 0 | 60971 | 0 | 0 | 0 | 0
57243 | Cimarron Solar Facility | Turner Renewable Energy, LLC | NM | 0% | FALSE | 0 | 0 | 0 | 0 | 0 | 0 | 0 | 0 | 0 | 0 | 0 | 0 | 0
57249 | Renewable Energy Services of Ohio | Renewable Energy Services of Ohio LLC | OH | 100% | FALSE | 16280 | 0 | 0 | 0 | 0 | 0 | 0 | 16280 | 0 | 0 | 0 | 0 | 0
57282 | Alta Wind Energy Center I | NRG | CA | 75.9% | TRUE | 278187.162 | 0 | 0 | 0 | 0 | 0 | 0 | 0 | 278187.162 | 0 | 0 | 0 | 0
57282 | Alta Wind Energy Center I | NRG Yield Op. | CA | 24.1% | FALSE | 88330.838 | 0 | 0 | 0 | 0 | 0 | 0 | 0 | 88330.838 | 0 | 0 | 0 | 0
57291 | Alta Wind Energy Center II | NRG | CA | 75.9% | TRUE | 247382.388 | 0 | 0 | 0 | 0 | 0 | 0 | 0 | 247382.388 | 0 | 0 | 0 | 0
57291 | Alta Wind Energy Center II | NRG Yield Op. | CA | 24.1% | FALSE | 78549.612 | 0 | 0 | 0 | 0 | 0 | 0 | 0 | 78549.612 | 0 | 0 | 0 | 0
57292 | Alta Wind Energy Center III | NRG | CA | 75.9% | TRUE | 266031.018 | 0 | 0 | 0 | 0 | 0 | 0 | 0 | 266031.018 | 0 | 0 | 0 | 0
57292 | Alta Wind Energy Center III | NRG Yield Op. | CA | 24.1% | FALSE | 84470.982 | 0 | 0 | 0 | 0 | 0 | 0 | 0 | 84470.982 | 0 | 0 | 0 | 0
57293 | Alta Wind Energy Center IV | NRG | CA | 75.9% | TRUE | 123528.768 | 0 | 0 | 0 | 0 | 0 | 0 | 0 | 123528.768 | 0 | 0 | 0 | 0
57293 | Alta Wind Energy Center IV | NRG Yield Op. | CA | 24.1% | FALSE | 39223.232 | 0 | 0 | 0 | 0 | 0 | 0 | 0 | 39223.232 | 0 | 0 | 0 | 0
57294 | Alta Wind Energy Center V | NRG | CA | 75.9% | TRUE | 199970.694 | 0 | 0 | 0 | 0 | 0 | 0 | 0 | 199970.694 | 0 | 0 | 0 | 0
57294 | Alta Wind Energy Center V | NRG Yield Op. | CA | 24.1% | FALSE | 63495.306 | 0 | 0 | 0 | 0 | 0 | 0 | 0 | 63495.306 | 0 | 0 | 0 | 0
57302 | Garnet Wind Energy Center | Dutch Energy Corporation | CA | 100% | FALSE | 17192 | 0 | 0 | 0 | 0 | 0 | 0 | 0 | 17192 | 0 | 0 | 0 | 0
57309 | Pacific Cruise Ship Terminals Berth 93 | The Port of Los Angeles | CA | 100% | FALSE | 306 | 0 | 0 | 0 | 0 | 0 | 0 | 0 | 306 | 0 | 0 | 0 | 0
57311 | Occidental College Solar Project | Occidental College | CA | 100% | FALSE | 1848 | 0 | 0 | 0 | 0 | 0 | 0 | 0 | 1848 | 0 | 0 | 0 | 0
57314 | Los Angeles Harbor College | Los Angeles Community College District | CA | 100% | FALSE | 2747 | 0 | 0 | 0 | 0 | 0 | 0 | 0 | 2747 | 0 | 0 | 0 | 0
57354 | Fox Island Wind LLC | Fox Islands Electric Coop, Inc | ME | 100% | FALSE | 9993 | 0 | 0 | 0 | 0 | 0 | 0 | 0 | 9993 | 0 | 0 | 0 | 0
57368 | Cogentrix of Alamosa | KEPCO | CO | 100% | FALSE | 59245 | 0 | 0 | 0 | 0 | 0 | 0 | 0 | 59245 | 0 | 0 | 0 | 0
57372 | Bellevue Solar Project | EDF | OR | 100% | TRUE | 1697 | 0 | 0 | 0 | 0 | 0 | 0 | 0 | 1697 | 0 | 0 | 0 | 0
57373 | Agua Caliente Solar Project | NRG | AZ | 47.14% | TRUE | 343528.036 | 0 | 0 | 0 | 0 | 0 | 0 | 0 | 343528.036 | 0 | 0 | 0 | 0
57373 | Agua Caliente Solar Project | Berkshire Hathaway Energy | AZ | 49% | TRUE | 357082.6 | 0 | 0 | 0 | 0 | 0 | 0 | 0 | 357082.6 | 0 | 0 | 0 | 0
57373 | Agua Caliente Solar Project | NRG Yield Op. | AZ | 3.86% | FALSE | 28129.364 | 0 | 0 | 0 | 0 | 0 | 0 | 0 | 28129.364 | 0 | 0 | 0 | 0
57374 | Lakefield Wind Project LLC | Bankers Commercial Corporation | MN | 100% | FALSE | 587113 | 0 | 0 | 0 | 0 | 0 | 0 | 0 | 587113 | 0 | 0 | 0 | 0
57415 | Sherbino II | BP | TX | 100% | TRUE | 405821 | 0 | 0 | 0 | 0 | 0 | 0 | 0 | 405821 | 0 | 0 | 0 | 0
57439 | California Valley Solar Ranch | NRG | CA | 75.9% | TRUE | 491483.619 | 0 | 0 | 0 | 0 | 0 | 0 | 0 | 491483.619 | 0 | 0 | 0 | 0
57439 | California Valley Solar Ranch | NRG Yield Op. | CA | 24.1% | FALSE | 156057.381 | 0 | 0 | 0 | 0 | 0 | 0 | 0 | 156057.381 | 0 | 0 | 0 | 0
57442 | Silver State Solar Power North | Silver State Solar Power North, LLC | NV | 100% | FALSE | 116607 | 0 | 0 | 0 | 0 | 0 | 0 | 0 | 116607 | 0 | 0 | 0 | 0
57496 | Tieton Dam Hydro Electric Project | Southern California P P A | WA | 100% | TRUE | 60420 | 0 | 0 | 0 | 0 | 0 | 60420 | 0 | 0 | 0 | 0 | 0 | 0
57509 | Carson Solar I | MS Greenrock, LLC | CO | 100% | FALSE | 2189 | 0 | 0 | 0 | 0 | 0 | 0 | 0 | 2189 | 0 | 0 | 0 | 0
57514 | Ocotillo Express LLC | Pattern Energy | CA | 100% | FALSE | 541953 | 0 | 0 | 0 | 0 | 0 | 0 | 0 | 541953 | 0 | 0 | 0 | 0
57519 | Trexlertown Solar Array North and South | Air Products & Chemicals | PA | 100% | FALSE | 2169 | 0 | 0 | 0 | 0 | 0 | 0 | 0 | 2169 | 0 | 0 | 0 | 0
57520 | Trinity Hills | BP | TX | 100% | TRUE | 589980 | 0 | 0 | 0 | 0 | 0 | 0 | 0 | 589980 | 0 | 0 | 0 | 0
57524 | Roger Road WWTP | SE Solar Trust V-C | AZ | 100% | FALSE | 1817 | 0 | 0 | 0 | 0 | 0 | 0 | 0 | 1817 | 0 | 0 | 0 | 0
57567 | Albuquerque Solar Energy Center | PNM Resources | NM | 100% | TRUE | 4310 | 0 | 0 | 0 | 0 | 0 | 0 | 0 | 4310 | 0 | 0 | 0 | 0
57571 | Los Lunas Solar Energy Center | PNM Resources | NM | 100% | TRUE | 13438 | 0 | 0 | 0 | 0 | 0 | 0 | 0 | 13438 | 0 | 0 | 0 | 0
57574 | ETS Ewing Solar Facility | Wells Fargo Equipment Finance Inc | NJ | 100% | FALSE | 1992 | 0 | 0 | 0 | 0 | 0 | 0 | 0 | 1992 | 0 | 0 | 0 | 0
57575 | Deming Solar Energy Center | PNM Resources | NM | 100% | TRUE | 17638 | 0 | 0 | 0 | 0 | 0 | 0 | 0 | 17638 | 0 | 0 | 0 | 0
57576 | Las Vegas Solar Energy Center | PNM Resources | NM | 100% | TRUE | 10128 | 0 | 0 | 0 | 0 | 0 | 0 | 0 | 10128 | 0 | 0 | 0 | 0
57577 | Alamogordo Solar Energy Center | PNM Resources | NM | 100% | TRUE | 11421 | 0 | 0 | 0 | 0 | 0 | 0 | 0 | 11421 | 0 | 0 | 0 | 0
57586 | Shiloh III Wind Project LLC | EDF | CA | 100% | TRUE | 250578 | 0 | 0 | 0 | 0 | 0 | 0 | 0 | 250578 | 0 | 0 | 0 | 0
57625 | Bos Dairy, LLC | T & M Limited Partnership | IN | 63.64% | FALSE | 4810.9091 | 0 | 0 | 0 | 0 | 0 | 0 | 4810.9091 | 0 | 0 | 0 | 0 | 0
57625 | Bos Dairy, LLC | T&M Limited Partnership | IN | 36.36% | FALSE | 2749.0909 | 0 | 0 | 0 | 0 | 0 | 0 | 2749.0909 | 0 | 0 | 0 | 0 | 0
57629 | Gaston Memorial Hospital | Gaston Memorial Hospital | NC | 100% | FALSE | 30 | 30 | 0 | 12.051 | 17.949 | 0 | 0 | 0 | 0 | 40.9435 | 0 | 0 | 0
57635 | Linden Wind Energy Project | Southern California P P A | WA | 100% | TRUE | 119098 | 0 | 0 | 0 | 0 | 0 | 0 | 0 | 119098 | 0 | 0 | 0 | 0
57651 | FRV Cygnus Solar Project | Southern | CA | 100% | TRUE | 49616 | 0 | 0 | 0 | 0 | 0 | 0 | 0 | 49616 | 0 | 0 | 0 | 0
57651 | FRV Cygnus Solar Project | Turner Renewable Energy, LLC | CA | 0% | FALSE | 0 | 0 | 0 | 0 | 0 | 0 | 0 | 0 | 0 | 0 | 0 | 0 | 0
57681 | City of Boulder WWTP | SunEdison | CO | 100% | FALSE | 1252 | 0 | 0 | 0 | 0 | 0 | 0 | 0 | 1252 | 0 | 0 | 0 | 0
57683 | Staples La Mirada, CA | SunEdison | CA | 100% | FALSE | 1099 | 0 | 0 | 0 | 0 | 0 | 0 | 0 | 1099 | 0 | 0 | 0 | 0
57692 | DOE Golden NWTC Load Side | Radian Generation | CO | 100% | FALSE | 0 | 0 | 0 | 0 | 0 | 0 | 0 | 0 | 0 | 0 | 0 | 0 | 0
57693 | DOE Golden NWTC Turbine Side | Alstom Power, Inc. c/o GE Renewable Energy | CO | 34.09% | FALSE | 417.6136 | 0 | 0 | 0 | 0 | 0 | 0 | 0 | 417.6136 | 0 | 0 | 0 | 0
57693 | DOE Golden NWTC Turbine Side | Siemens | CO | 48.86% | FALSE | 598.5795 | 0 | 0 | 0 | 0 | 0 | 0 | 0 | 598.5795 | 0 | 0 | 0 | 0
57694 | DOE Golden NREL Main Campus | Longroad Energy | CO | 21.21% | FALSE | 593.9394 | 0 | 0 | 0 | 0 | 0 | 0 | 0 | 593.9394 | 0 | 0 | 0 | 0
57694 | DOE Golden NREL Main Campus | SunEdison | CO | 12.12% | FALSE | 339.3939 | 0 | 0 | 0 | 0 | 0 | 0 | 0 | 339.3939 | 0 | 0 | 0 | 0
57694 | DOE Golden NREL Main Campus | Radian Generation | CO | 3.03% | FALSE | 84.8485 | 0 | 0 | 0 | 0 | 0 | 0 | 0 | 84.8485 | 0 | 0 | 0 | 0
57697 | Aerojet I | Master Tenant 2008-C LLC | CA | 100% | FALSE | 5120 | 0 | 0 | 0 | 0 | 0 | 0 | 0 | 5120 | 0 | 0 | 0 | 0
57698 | Aerojet II | Solar Tax Partners 2, LLC | CA | 100% | FALSE | 2945 | 0 | 0 | 0 | 0 | 0 | 0 | 0 | 2945 | 0 | 0 | 0 | 0
57703 | Cheyenne Prairie Generating Station | Black Hills Corp | WY | 58.57% | FALSE | 72787.3 | 72787.3 | 0 | 72787.3 | 0 | 0 | 0 | 0 | 0 | 33937.0695 | 0.17279 | 2.4459 | 0
57710 | Stephentown Spindle | Rockland Capital | NY | 100% | FALSE | 27523 | 0 | 0 | 0 | 0 | 0 | 0 | 27523 | 0 | 0 | 0 | 0 | 0
57716 | Hazle Spindle | Rockland Capital | PA | 100% | FALSE | 34300 | 0 | 0 | 0 | 0 | 0 | 0 | 34300 | 0 | 0 | 0 | 0 | 0
57721 | Berkshire Wind Power Project | Massachusetts Mun Wholes Electric Co | MA | 100% | FALSE | 48947.58 | 0 | 0 | 0 | 0 | 0 | 0 | 0 | 48947.58 | 0 | 0 | 0 | 0
57722 | North Palm Springs 4A | North Palm Springs Investments, LLC | CA | 100% | FALSE | 3390 | 0 | 0 | 0 | 0 | 0 | 0 | 0 | 3390 | 0 | 0 | 0 | 0
57736 | SPS1 Dollarhide | SunEdison | NM | 100% | FALSE | 19073 | 0 | 0 | 0 | 0 | 0 | 0 | 0 | 19073 | 0 | 0 | 0 | 0
57737 | SPS2 Jal | SunEdison | NM | 100% | FALSE | 18922 | 0 | 0 | 0 | 0 | 0 | 0 | 0 | 18922 | 0 | 0 | 0 | 0
57738 | SPS3 Lea | SunEdison | NM | 100% | FALSE | 16027 | 0 | 0 | 0 | 0 | 0 | 0 | 0 | 16027 | 0 | 0 | 0 | 0
57739 | SPS4 Monument | SunEdison | NM | 100% | FALSE | 16493 | 0 | 0 | 0 | 0 | 0 | 0 | 0 | 16493 | 0 | 0 | 0 | 0
57740 | SPS5 Hopi | SunEdison | NM | 100% | FALSE | 19046 | 0 | 0 | 0 | 0 | 0 | 0 | 0 | 19046 | 0 | 0 | 0 | 0
57743 | North Palm Springs 1A | North Palm Springs Investments, LLC | CA | 100% | FALSE | 2861 | 0 | 0 | 0 | 0 | 0 | 0 | 0 | 2861 | 0 | 0 | 0 | 0
57764 | Naval Air Weapons Station China Lake | MetLife Capital Credit L.P. | CA | 100% | FALSE | 28476 | 0 | 0 | 0 | 0 | 0 | 0 | 0 | 28476 | 0 | 0 | 0 | 0
57774 | Windstar 1 | Brookfield | CA | 100% | TRUE | 285384 | 0 | 0 | 0 | 0 | 0 | 0 | 0 | 285384 | 0 | 0 | 0 | 0
57775 | Kingman 1 | Brookfield | AZ | 100% | TRUE | 22299 | 0 | 0 | 0 | 0 | 0 | 0 | 0 | 22299 | 0 | 0 | 0 | 0
57786 | FC Landfill Energy | DCO Energy LLC | MD | 75% | FALSE | 5185.5 | 0 | 0 | 0 | 0 | 0 | 0 | 5185.5 | 0 | 0 | 0 | 0 | 0
57808 | Lockheed Martin Sunnyvale | Lockheed Martin Corporation | CA | 100% | FALSE | 7862 | 7862 | 0 | 7862 | 0 | 0 | 0 | 0 | 0 | 3445.5397 | 0 | 0 | 0
57809 | Franklin Templeton San Mateo | Franklin Templeton Companies LLC | CA | 100% | FALSE | 7553 | 7553 | 0 | 7553 | 0 | 0 | 0 | 0 | 0 | 3189.3189 | 0 | 0 | 0
57811 | Adobe San Jose | Adobe Systems Incorporated | CA | 100% | FALSE | 8757 | 8757 | 0 | 8757 | 0 | 0 | 0 | 0 | 0 | 3750.0358 | 0 | 0 | 0
57827 | Dinuba Wastewater Treatment Plant | PNC Energy Capital LLC | CA | 100% | FALSE | 1864 | 0 | 0 | 0 | 0 | 0 | 0 | 0 | 1864 | 0 | 0 | 0 | 0
57835 | Alta Wind VIII | Brookfield | CA | 100% | TRUE | 251380 | 0 | 0 | 0 | 0 | 0 | 0 | 0 | 251380 | 0 | 0 | 0 | 0
57848 | WC Landfill Energy LLC | Marina Energy LLC | NJ | 100% | FALSE | 1502 | 0 | 0 | 0 | 0 | 0 | 0 | 0 | 1502 | 0 | 0 | 0 | 0
57849 | Green Acres Solar Facility 1 | OL Elk Grove Trust | CA | 100% | FALSE | 6485 | 0 | 0 | 0 | 0 | 0 | 0 | 0 | 6485 | 0 | 0 | 0 | 0
57850 | Green Acres Solar Facility 2 | OL Elk Grove Trust | CA | 100% | FALSE | 2140 | 0 | 0 | 0 | 0 | 0 | 0 | 0 | 2140 | 0 | 0 | 0 | 0
57871 | 2555 E Olympic Bl | Dependable Highway Express Inc | CA | 100% | FALSE | 1350 | 0 | 0 | 0 | 0 | 0 | 0 | 0 | 1350 | 0 | 0 | 0 | 0
57882 | Baldock Solar Highway | Banc of America Leasing & Capital LLC | OR | 100% | FALSE | 1931 | 0 | 0 | 0 | 0 | 0 | 0 | 0 | 1931 | 0 | 0 | 0 | 0
57901 | El Segundo Energy Center LLC | NRG | CA | 75.9% | TRUE | 980753.235 | 980753.235 | 0 | 980753.235 | 0 | 0 | 0 | 0 | 0 | 485084.833 | 0 | 0 | 0
57901 | El Segundo Energy Center LLC | NRG Yield Op. | CA | 24.1% | FALSE | 311411.765 | 311411.765 | 0 | 311411.765 | 0 | 0 | 0 | 0 | 0 | 154025.6189 | 0 | 0 | 0
57926 | Heat Plant 770 | Honeywell Inc | OH | 100% | FALSE | 0 | 0 | 0 | 0 | 0 | 0 | 0 | 0 | 0 | 0 | 0 | 0 | 0
57939 | Walmart Casa Grande | National Bank of Arizona | AZ | 100% | FALSE | 2997 | 0 | 0 | 0 | 0 | 0 | 0 | 0 | 2997 | 0 | 0 | 0 | 0
57962 | Brookfield Tehachapi 1 | ConEdison | CA | 100% | FALSE | 254831 | 0 | 0 | 0 | 0 | 0 | 0 | 0 | 254831 | 0 | 0 | 0 | 0
57967 | Western Sugar Coop - Torrington | Sidney Sugars Incorporated | WY | 100% | FALSE | 8479.74 | 8479.74 | 0 | 8479.74 | 0 | 0 | 0 | 0 | 0 | 5810.9658 | 0 | 0 | 0
57982 | Meridian Vineyards | Banc of America Leasing & Capital LLC | CA | 100% | FALSE | 1759 | 0 | 0 | 0 | 0 | 0 | 0 | 0 | 1759 | 0 | 0 | 0 | 0
57983 | Stephens Ranch Wind Energy LLC | Starwood Energy | TX | 43.88% | TRUE | 596600.5053 | 0 | 0 | 0 | 0 | 0 | 0 | 0 | 596600.5053 | 0 | 0 | 0 | 0
57985 | SunE EPE2 LLC | PNC Energy Capital LLC | NM | 100% | FALSE | 31330 | 0 | 0 | 0 | 0 | 0 | 0 | 0 | 31330 | 0 | 0 | 0 | 0
58010 | WSMR I | Bostonia WSMR SPV LLC | NM | 100% | FALSE | 6484 | 0 | 0 | 0 | 0 | 0 | 0 | 0 | 6484 | 0 | 0 | 0 | 0
58022 | Neal Hot Springs Geothermal Project | USG Oregon LLC | OR | 100% | FALSE | 172814 | 0 | 0 | 0 | 0 | 0 | 0 | 0 | 172814 | 0 | 0 | 0 | 0
58023 | Evergreen Community Power | Interstate Resources, Inc. | PA | 100% | FALSE | 112548.001 | 2647.731 | 0 | 2647.731 | 0 | 0 | 0 | 109900.27 | 0 | 4340.618 | 0 | 0 | 0
58048 | BayWa r.e Mozart LLC | BayWa r.e. USA, LLC | TX | 100% | FALSE | 78657 | 0 | 0 | 0 | 0 | 0 | 0 | 0 | 78657 | 0 | 0 | 0 | 0
58073 | SEPV 1 | X-Elio North America Inc | CA | 100% | FALSE | 4947 | 0 | 0 | 0 | 0 | 0 | 0 | 0 | 4947 | 0 | 0 | 0 | 0
58074 | SEPV 2 | X-Elio North America Inc | CA | 100% | FALSE | 4350 | 0 | 0 | 0 | 0 | 0 | 0 | 0 | 4350 | 0 | 0 | 0 | 0
58076 | Edwards Air Force Base | GLC-(CA) Edwards AFB,LLC | CA | 100% | FALSE | 2741 | 0 | 0 | 0 | 0 | 0 | 0 | 0 | 2741 | 0 | 0 | 0 | 0
58079 | Newark Energy Center | Ares | NJ | 100% | TRUE | 4210732 | 4210732 | 0 | 4210732 | 0 | 0 | 0 | 0 | 0 | 1697732.762 | 8.57 | 88.001 | 0
58086 | Intel Folsom | Banyan SolarCity Owner 2010 LLC | CA | 50% | FALSE | 804.87 | 0 | 0 | 0 | 0 | 0 | 0 | 0 | 804.87 | 0 | 0 | 0 | 0
58097 | Green Meadows | HOW GM LLC | MA | 100% | FALSE | 5465 | 0 | 0 | 0 | 0 | 0 | 0 | 0 | 5465 | 0 | 0 | 0 | 0
58101 | Foundation Cemex River Plant | Foundation Windpower | CA | 100% | FALSE | 3329 | 0 | 0 | 0 | 0 | 0 | 0 | 0 | 3329 | 0 | 0 | 0 | 0
58102 | Foundation Cemex BMQ | Foundation Windpower | CA | 100% | FALSE | 3856 | 0 | 0 | 0 | 0 | 0 | 0 | 0 | 3856 | 0 | 0 | 0 | 0
58104 | Foundation Superior Farms | Foundation Windpower | CA | 100% | FALSE | 1442 | 0 | 0 | 0 | 0 | 0 | 0 | 0 | 1442 | 0 | 0 | 0 | 0
58105 | Foundation Wal-Mart Red Bluff | Foundation Windpower | CA | 100% | FALSE | 1995 | 0 | 0 | 0 | 0 | 0 | 0 | 0 | 1995 | 0 | 0 | 0 | 0
58112 | Foundation Cemex Madison | Foundation Windpower | CA | 100% | FALSE | 1808 | 0 | 0 | 0 | 0 | 0 | 0 | 0 | 1808 | 0 | 0 | 0 | 0
58113 | Foundation RRM | Foundation Windpower | CA | 100% | FALSE | 8800 | 0 | 0 | 0 | 0 | 0 | 0 | 0 | 8800 | 0 | 0 | 0 | 0
58114 | Foundation NWNA | Foundation Windpower | CA | 100% | FALSE | 12895 | 0 | 0 | 0 | 0 | 0 | 0 | 0 | 12895 | 0 | 0 | 0 | 0
58147 | Prescott Solar Plant | AZ Solar Trust | AZ | 100% | FALSE | 25266 | 0 | 0 | 0 | 0 | 0 | 0 | 0 | 25266 | 0 | 0 | 0 | 0
58213 | Saddle Mountain Solar I | PNC Energy Capital LLC | AZ | 100% | FALSE | 0 | 0 | 0 | 0 | 0 | 0 | 0 | 0 | 0 | 0 | 0 | 0 | 0
58233 | Wagner Wind LLC | BayWa r.e. USA, LLC | CA | 100% | FALSE | 17614 | 0 | 0 | 0 | 0 | 0 | 0 | 0 | 17614 | 0 | 0 | 0 | 0
58242 | Pattern Panhandle Wind LLC | Pattern Energy | TX | 100% | FALSE | 768069 | 0 | 0 | 0 | 0 | 0 | 0 | 0 | 768069 | 0 | 0 | 0 | 0
58248 | Pierce College | Los Angeles Community College District | CA | 100% | FALSE | 2515 | 0 | 0 | 0 | 0 | 0 | 0 | 0 | 2515 | 0 | 0 | 0 | 0
58253 | CBS Television City | CBS Television City | CA | 100% | FALSE | 2479 | 0 | 0 | 0 | 0 | 0 | 0 | 0 | 2479 | 0 | 0 | 0 | 0
58255 | Rubart | Mid-Kansas Electric Company Inc. | KS | 100% | FALSE | 31386 | 31386 | 0 | 31386 | 0 | 0 | 0 | 0 | 0 | 19512.4713 | 0 | 0 | 0
58265 | NCAH Central Utility Plant | National Veterinary Services Laboratory | IA | 10.69% | FALSE | 16.24 | 16.24 | 0 | 0 | 16.24 | 0 | 0 | 0 | 0 | 5.7882 | 0 | 0 | 0
58265 | NCAH Central Utility Plant | National Animal Disease Center | IA | 89.31% | FALSE | 18693.92 | 18693.92 | 0 | 18596.48 | 97.44 | 0 | 0 | 0 | 0 | 5303.0956 | 0 | 0 | 0
58270 | Acushnet AD Makepeace | GLC-(CA) Edwards AFB,LLC | MA | 100% | FALSE | 5819 | 0 | 0 | 0 | 0 | 0 | 0 | 0 | 5819 | 0 | 0 | 0 | 0
58271 | Acushnet Hawes Reed Road | GLC-(CA) Edwards AFB,LLC | MA | 100% | FALSE | 1449 | 0 | 0 | 0 | 0 | 0 | 0 | 0 | 1449 | 0 | 0 | 0 | 0
58272 | Easthampton Landfill-City of Easthampton | GLC-(MA) Easthampton, LLC | MA | 100% | FALSE | 2761 | 0 | 0 | 0 | 0 | 0 | 0 | 0 | 2761 | 0 | 0 | 0 | 0
58295 | SREC Bath LFGTE | Steuben Rural Elec Coop, Inc | NY | 100% | FALSE | 15636 | 0 | 0 | 0 | 0 | 0 | 0 | 15636 | 0 | 0 | 0 | 0 | 0
58296 | Roll Delano 2 | Roll Global | CA | 100% | FALSE | 8026 | 8026 | 0 | 8026 | 0 | 0 | 0 | 0 | 0 | 3428.2402 | 0 | 0 | 0
58297 | Roll Delano | Roll Global | CA | 100% | FALSE | 2242 | 2242 | 0 | 2242 | 0 | 0 | 0 | 0 | 0 | 845.5757 | 0 | 0 | 0
58298 | Roll Lost Hills | Roll Global | CA | 100% | FALSE | 6902 | 6902 | 0 | 6902 | 0 | 0 | 0 | 0 | 0 | 3045.8959 | 0 | 0 | 0
58299 | Xilinx San Jose | Xilinx, Inc. | CA | 100% | FALSE | 7689 | 7689 | 0 | 7689 | 0 | 0 | 0 | 0 | 0 | 3366.6981 | 0 | 0 | 0
58300 | Honda Torrance | American Honda Motor Co., Inc. | CA | 100% | FALSE | 7329 | 7329 | 0 | 7329 | 0 | 0 | 0 | 0 | 0 | 3253.5494 | 0 | 0 | 0
58301 | Juniper Networks Sunnyvale | Juniper Networks, Inc. | CA | 100% | FALSE | 7777 | 7777 | 0 | 7777 | 0 | 0 | 0 | 0 | 0 | 3258.4588 | 0 | 0 | 0
58302 | Life Technologies Carlsbad | Life Technologies Corporation | CA | 100% | FALSE | 7890 | 7890 | 0 | 7890 | 0 | 0 | 0 | 0 | 0 | 3374.9972 | 0 | 0 | 0
58303 | Taylor Farms Salinas | Taylor Fresh Foods | CA | 100% | FALSE | 7640 | 7640 | 0 | 7640 | 0 | 0 | 0 | 0 | 0 | 3216.2618 | 0 | 0 | 0
58311 | Chadbourn Farm | Strata Fund 4, LLC | NC | 100% | FALSE | 9758 | 0 | 0 | 0 | 0 | 0 | 0 | 0 | 9758 | 0 | 0 | 0 | 0
58312 | Warrenton Farm | Strata West Fund 2, LLC | NC | 100% | FALSE | 7883 | 0 | 0 | 0 | 0 | 0 | 0 | 0 | 7883 | 0 | 0 | 0 | 0
58313 | Mocksville Farm | NC Renewable Investor 1, LLC | NC | 100% | FALSE | 9062 | 0 | 0 | 0 | 0 | 0 | 0 | 0 | 9062 | 0 | 0 | 0 | 0
58315 | Arndt Farm | NC Renewable Investor 1, LLC | NC | 100% | FALSE | 8969 | 0 | 0 | 0 | 0 | 0 | 0 | 0 | 8969 | 0 | 0 | 0 | 0
58323 | Shannon Farm | NC Renewable Investor 1, LLC | NC | 100% | FALSE | 9546 | 0 | 0 | 0 | 0 | 0 | 0 | 0 | 9546 | 0 | 0 | 0 | 0
58326 | PWD Northeast WPCP Biogas Cogen Plant | BAL Green Biogas I LLC | PA | 100% | FALSE | 33679 | 4845.705 | 0 | 4845.705 | 0 | 0 | 0 | 28833.295 | 0 | 2748.121 | 0 | 0 | 0
58327 | Bradley Energy Center | Connecticut Airport Authority | CT | 100% | FALSE | 15079 | 15079 | 0 | 15079 | 0 | 0 | 0 | 0 | 0 | 6431.5885 | 0 | 0 | 0
58328 | North Chicago Energy Center | Amalgamated Bank of Chicago | IL | 100% | FALSE | 36147 | 36147 | 0 | 36147 | 0 | 0 | 0 | 0 | 0 | 11898.4913 | 0 | 0 | 0
58333 | Lenoir Farm | Strata RS Solar Holding Fund LLC | NC | 100% | FALSE | 8574 | 0 | 0 | 0 | 0 | 0 | 0 | 0 | 8574 | 0 | 0 | 0 | 0
58344 | AM Best Farm | Strata Solar Farms, LLC | NC | 100% | FALSE | 8689 | 0 | 0 | 0 | 0 | 0 | 0 | 0 | 8689 | 0 | 0 | 0 | 0
58345 | Mt Olive Farm 2 | Strata Solar Farms, LLC | NC | 100% | FALSE | 9302 | 0 | 0 | 0 | 0 | 0 | 0 | 0 | 9302 | 0 | 0 | 0 | 0
58346 | Dibrell Farm | Strata Solar Development, LLC | NC | 100% | FALSE | 9289 | 0 | 0 | 0 | 0 | 0 | 0 | 0 | 9289 | 0 | 0 | 0 | 0
58347 | Rock Farm | Strata Solar Development, LLC | NC | 100% | FALSE | 9626 | 0 | 0 | 0 | 0 | 0 | 0 | 0 | 9626 | 0 | 0 | 0 | 0
58348 | Two Lines Farm | Strata Solar Development, LLC | NC | 100% | FALSE | 8782 | 0 | 0 | 0 | 0 | 0 | 0 | 0 | 8782 | 0 | 0 | 0 | 0
58349 | Bolton Farm | Strata Solar Farms, LLC | NC | 100% | FALSE | 9290 | 0 | 0 | 0 | 0 | 0 | 0 | 0 | 9290 | 0 | 0 | 0 | 0
58350 | McCallum Farm | Strata Solar Farms, LLC | NC | 100% | FALSE | 9501 | 0 | 0 | 0 | 0 | 0 | 0 | 0 | 9501 | 0 | 0 | 0 | 0
58356 | The Lawrenceville School Solar Facility | KDC Solar | NJ | 100% | FALSE | 8629 | 0 | 0 | 0 | 0 | 0 | 0 | 0 | 8629 | 0 | 0 | 0 | 0
58357 | Amazon | 380 Middlesex Solar LLC | NJ | 100% | FALSE | 5659 | 0 | 0 | 0 | 0 | 0 | 0 | 0 | 5659 | 0 | 0 | 0 | 0
58358 | North Jersey Media Group Solar Facility | KDC Solar | NJ | 100% | FALSE | 5819 | 0 | 0 | 0 | 0 | 0 | 0 | 0 | 5819 | 0 | 0 | 0 | 0
58359 | Gerresheimer Glass Solar Facility | KDC Solar | NJ | 100% | FALSE | 3473 | 0 | 0 | 0 | 0 | 0 | 0 | 0 | 3473 | 0 | 0 | 0 | 0
58360 | Atlantic Coast Freezers Solar Facility | KDC Solar | NJ | 100% | FALSE | 3261 | 0 | 0 | 0 | 0 | 0 | 0 | 0 | 3261 | 0 | 0 | 0 | 0
58361 | Williams-Sonoma Solar Facility | KDC Solar | NJ | 100% | FALSE | 4231 | 0 | 0 | 0 | 0 | 0 | 0 | 0 | 4231 | 0 | 0 | 0 | 0
58366 | Atwell Island | Brookfield | CA | 51% | TRUE | 19412.13 | 0 | 0 | 0 | 0 | 0 | 0 | 0 | 19412.13 | 0 | 0 | 0 | 0
58366 | Atwell Island | TerraForm Power | CA | 49% | FALSE | 18650.87 | 0 | 0 | 0 | 0 | 0 | 0 | 0 | 18650.87 | 0 | 0 | 0 | 0
58377 | Rochelle Energy Center | Athens-Johnston Renewables, LLC | IL | 100% | FALSE | 18273 | 0 | 0 | 0 | 0 | 0 | 0 | 18273 | 0 | 0 | 0 | 0 | 0
58381 | Bryan Solar Field | Key Government Finance, Inc. | OH | 100% | FALSE | 2189 | 0 | 0 | 0 | 0 | 0 | 0 | 0 | 2189 | 0 | 0 | 0 | 0
58394 | Alta Wind X | NRG | CA | 75.9% | TRUE | 258347.661 | 0 | 0 | 0 | 0 | 0 | 0 | 0 | 258347.661 | 0 | 0 | 0 | 0
58394 | Alta Wind X | NRG Yield Op. | CA | 24.1% | FALSE | 82031.339 | 0 | 0 | 0 | 0 | 0 | 0 | 0 | 82031.339 | 0 | 0 | 0 | 0
58395 | Alta Wind XI | NRG | CA | 75.9% | TRUE | 188888.535 | 0 | 0 | 0 | 0 | 0 | 0 | 0 | 188888.535 | 0 | 0 | 0 | 0
58395 | Alta Wind XI | NRG Yield Op. | CA | 24.1% | FALSE | 59976.465 | 0 | 0 | 0 | 0 | 0 | 0 | 0 | 59976.465 | 0 | 0 | 0 | 0
58399 | Synergy Biogas | Synergy Biogas LLC | NY | 100% | FALSE | 4993 | 0 | 0 | 0 | 0 | 0 | 0 | 4993 | 0 | 0 | 0 | 0 | 0
58408 | Maryland Solar | 8Point3 Energy Partners | MD | 100% | FALSE | 35735 | 0 | 0 | 0 | 0 | 0 | 0 | 0 | 35735 | 0 | 0 | 0 | 0
58418 | Victor Dry Farm Ranch A | FTP Solar LLC | CA | 100% | FALSE | 10043 | 0 | 0 | 0 | 0 | 0 | 0 | 0 | 10043 | 0 | 0 | 0 | 0
58419 | Victor Dry Farm Ranch B | FTP Solar LLC | CA | 100% | FALSE | 10071 | 0 | 0 | 0 | 0 | 0 | 0 | 0 | 10071 | 0 | 0 | 0 | 0
58421 | Missouri Center for Waste to Energy | PPS Group, LLC | MO | 58.33% | FALSE | 6893.8333 | 0 | 0 | 0 | 0 | 0 | 0 | 6893.8333 | 0 | 0 | 0 | 0 | 0
58425 | Fire Island Wind | Cook Inlet Region, Inc. | AK | 100% | FALSE | 47715 | 0 | 0 | 0 | 0 | 0 | 0 | 0 | 47715 | 0 | 0 | 0 | 0
58445 | Arrache 4006 | CD US Solar PO 2 LLC | CA | 100% | FALSE | 2767 | 0 | 0 | 0 | 0 | 0 | 0 | 0 | 2767 | 0 | 0 | 0 | 0
58446 | Arrache 4013 | CD US Solar PO 2 LLC | CA | 100% | FALSE | 4312 | 0 | 0 | 0 | 0 | 0 | 0 | 0 | 4312 | 0 | 0 | 0 | 0
58447 | Arrache 8083 | CD US Solar PO 2 LLC | CA | 100% | FALSE | 2320 | 0 | 0 | 0 | 0 | 0 | 0 | 0 | 2320 | 0 | 0 | 0 | 0
58448 | Nunn | CD US Solar PO 2 LLC | CA | 100% | FALSE | 2850 | 0 | 0 | 0 | 0 | 0 | 0 | 0 | 2850 | 0 | 0 | 0 | 0
58449 | Rutan | CD US Solar PO 2 LLC | CA | 100% | FALSE | 4091 | 0 | 0 | 0 | 0 | 0 | 0 | 0 | 4091 | 0 | 0 | 0 | 0
58450 | Vinam | CD US Solar PO 2 LLC | CA | 100% | FALSE | 3782 | 0 | 0 | 0 | 0 | 0 | 0 | 0 | 3782 | 0 | 0 | 0 | 0
58451 | Ma | CD US Solar PO 2 LLC | CA | 100% | FALSE | 4257 | 0 | 0 | 0 | 0 | 0 | 0 | 0 | 4257 | 0 | 0 | 0 | 0
58452 | Horn | CD US Solar PO 2 LLC | CA | 100% | FALSE | 4264 | 0 | 0 | 0 | 0 | 0 | 0 | 0 | 4264 | 0 | 0 | 0 | 0
58454 | Watts 3115 | CD US Solar PO 2 LLC | CA | 100% | FALSE | 4088 | 0 | 0 | 0 | 0 | 0 | 0 | 0 | 4088 | 0 | 0 | 0 | 0
58464 | Broadview Energy Prime LLC | Brahms Wind, LLC | NM | 100% | FALSE | 38430 | 0 | 0 | 0 | 0 | 0 | 0 | 0 | 38430 | 0 | 0 | 0 | 0
58465 | Broadview Energy Prime 2 LLC | Brahms Wind, LLC | NM | 100% | FALSE | 39602 | 0 | 0 | 0 | 0 | 0 | 0 | 0 | 39602 | 0 | 0 | 0 | 0
58467 | Campo Verde Solar | Southern | CA | 100% | TRUE | 351526 | 0 | 0 | 0 | 0 | 0 | 0 | 0 | 351526 | 0 | 0 | 0 | 0
58467 | Campo Verde Solar | Turner Renewable Energy, LLC | CA | 0% | FALSE | 0 | 0 | 0 | 0 | 0 | 0 | 0 | 0 | 0 | 0 | 0 | 0 | 0
58469 | HNL Emergency Power Facility | State of Hawaii Department of Transportation, Airport Division | HI | 100% | FALSE | 700 | 182.441 | 0 | 0 | 182.441 | 0 | 0 | 517.559 | 0 | 146.0082 | 0 | 0 | 0
58486 | Picture Rocks Solar, LLC | Macquarie Infrastructure Company | AZ | 100% | FALSE | 53414 | 0 | 0 | 0 | 0 | 0 | 0 | 0 | 53414 | 0 | 0 | 0 | 0
58487 | Granville Solar PV Power Project | Southern | NC | 100% | TRUE | 4560 | 0 | 0 | 0 | 0 | 0 | 0 | 0 | 4560 | 0 | 0 | 0 | 0
58487 | Granville Solar PV Power Project | Turner Renewable Energy, LLC | NC | 0% | FALSE | 0 | 0 | 0 | 0 | 0 | 0 | 0 | 0 | 0 | 0 | 0 | 0 | 0
58488 | Bryan Solar, LLC | Macquarie Infrastructure Company | TX | 100% | FALSE | 23592 | 0 | 0 | 0 | 0 | 0 | 0 | 0 | 23592 | 0 | 0 | 0 | 0
58489 | Apex Solar PV Power Project | Southern | NV | 100% | TRUE | 51808 | 0 | 0 | 0 | 0 | 0 | 0 | 0 | 51808 | 0 | 0 | 0 | 0
58489 | Apex Solar PV Power Project | Turner Renewable Energy, LLC | NV | 0% | FALSE | 0 | 0 | 0 | 0 | 0 | 0 | 0 | 0 | 0 | 0 | 0 | 0 | 0
58490 | Spectrum Solar PV Power Project | Southern | NV | 100% | TRUE | 83217 | 0 | 0 | 0 | 0 | 0 | 0 | 0 | 83217 | 0 | 0 | 0 | 0
58490 | Spectrum Solar PV Power Project | Turner Renewable Energy, LLC | NV | 0% | FALSE | 0 | 0 | 0 | 0 | 0 | 0 | 0 | 0 | 0 | 0 | 0 | 0 | 0
58505 | Livingston Solar Canopies | Key Government Finance, Inc. | NJ | 100% | FALSE | 8901 | 0 | 0 | 0 | 0 | 0 | 0 | 0 | 8901 | 0 | 0 | 0 | 0
58519 | Alethea I | The Joan Turnure 2010 Irrevocable Trust | NJ | 100% | FALSE | 3562 | 0 | 0 | 0 | 0 | 0 | 0 | 0 | 3562 | 0 | 0 | 0 | 0
58520 | Otero Solar | PNM Resources | NM | 100% | TRUE | 18690 | 0 | 0 | 0 | 0 | 0 | 0 | 0 | 18690 | 0 | 0 | 0 | 0
58521 | Manzano Solar | PNM Resources | NM | 100% | TRUE | 18901 | 0 | 0 | 0 | 0 | 0 | 0 | 0 | 18901 | 0 | 0 | 0 | 0
58522 | Madera Community Hospital | GLC - (CA) Madera, LLC | CA | 100% | FALSE | 2131 | 0 | 0 | 0 | 0 | 0 | 0 | 0 | 2131 | 0 | 0 | 0 | 0
58539 | Lake Pleasant WTP | Wells Fargo Equipment Finance Inc | AZ | 100% | FALSE | 14949 | 0 | 0 | 0 | 0 | 0 | 0 | 0 | 14949 | 0 | 0 | 0 | 0
58544 | Mountain View Solar | NextEra Energy | NV | 100% | TRUE | 53496 | 0 | 0 | 0 | 0 | 0 | 0 | 0 | 53496 | 0 | 0 | 0 | 0
58560 | Halifax County Biomass | NOVEC Energy Production | VA | 100% | FALSE | 213722.004 | 0 | 0 | 0 | 0 | 0 | 0 | 213722.004 | 0 | 0 | 0 | 0 | 0
58584 | Princeton University Cogeneration | Key Government Finance, Inc. | NJ | 22.5% | FALSE | 7357 | 0 | 0 | 0 | 0 | 0 | 0 | 0 | 7357 | 0 | 0 | 0 | 0
58586 | Town of East Bridgewater | Mound Solar Owner V LLC | MA | 100% | FALSE | 2505 | 0 | 0 | 0 | 0 | 0 | 0 | 0 | 2505 | 0 | 0 | 0 | 0
58594 | Steele Flats Wind Project LLC | NextEra Energy | NE | 100% | TRUE | 316978 | 0 | 0 | 0 | 0 | 0 | 0 | 0 | 316978 | 0 | 0 | 0 | 0
58625 | Santa Rita Jail | Fuel Cell Energy | CA | 28.57% | FALSE | 12000 | 12000 | 0 | 12000 | 0 | 0 | 0 | 0 | 0 | 3058.1109 | 0 | 0 | 0
58631 | Queen Anne's County | AU Solar 1 LLC | MD | 100% | FALSE | 2788 | 0 | 0 | 0 | 0 | 0 | 0 | 0 | 2788 | 0 | 0 | 0 | 0
58632 | Actus Lend Lease DMAFB | National Bank of Arizona | AZ | 100% | FALSE | 4402 | 0 | 0 | 0 | 0 | 0 | 0 | 0 | 4402 | 0 | 0 | 0 | 0
58633 | Monterey Regional Water Pollution Contro | Banyan SolarCity Owner 2010 LLC | CA | 100% | FALSE | 1388 | 0 | 0 | 0 | 0 | 0 | 0 | 0 | 1388 | 0 | 0 | 0 | 0
58634 | Lancaster Baptist Church | Pacific Energy Capital | CA | 100% | FALSE | 1832 | 0 | 0 | 0 | 0 | 0 | 0 | 0 | 1832 | 0 | 0 | 0 | 0
58651 | Kalaeloa Renewable Energy Park | PNC Energy Capital LLC | HI | 100% | FALSE | 8385.3 | 0 | 0 | 0 | 0 | 0 | 0 | 0 | 8385.3 | 0 | 0 | 0 | 0
58659 | Aloha Solar Energy Fund 1 PK1 | Aloha Solar Energy Fund I LLC | HI | 100% | FALSE | 8123 | 0 | 0 | 0 | 0 | 0 | 0 | 0 | 8123 | 0 | 0 | 0 | 0
58667 | Biscoe Solar LLC | FLS 2014 Solar A, LLC | NC | 100% | FALSE | 9215 | 0 | 0 | 0 | 0 | 0 | 0 | 0 | 9215 | 0 | 0 | 0 | 0
58688 | LRI LFGTE Facility | Emerald City Renewables LLC | WA | 100% | FALSE | 36229 | 0 | 0 | 0 | 0 | 0 | 0 | 36229 | 0 | 0 | 0 | 0 | 0
58690 | Apple Blossom Wind Farm | Sempra | MI | 100% | TRUE | 43704 | 0 | 0 | 0 | 0 | 0 | 0 | 0 | 43704 | 0 | 0 | 0 | 0
58770 | Maywood Photovoltaic Project | PNC Energy Capital LLC | IN | 100% | FALSE | 11614.68 | 0 | 0 | 0 | 0 | 0 | 0 | 0 | 11614.68 | 0 | 0 | 0 | 0
58814 | Shasta Solar Farm | PSEG | CA | 100% | TRUE | 7690 | 0 | 0 | 0 | 0 | 0 | 0 | 0 | 7690 | 0 | 0 | 0 | 0
58854 | Nash 58 Farm | Strata Master Lessee 1, LLC | NC | 100% | FALSE | 9264 | 0 | 0 | 0 | 0 | 0 | 0 | 0 | 9264 | 0 | 0 | 0 | 0
58855 | Nash 64 Farm | Strata Solar Farms, LLC | NC | 100% | FALSE | 7755 | 0 | 0 | 0 | 0 | 0 | 0 | 0 | 7755 | 0 | 0 | 0 | 0
58856 | Pate Farm | Strata Fund 11 Lessor LLC | NC | 100% | FALSE | 9685 | 0 | 0 | 0 | 0 | 0 | 0 | 0 | 9685 | 0 | 0 | 0 | 0
58859 | Erwin Farm | Strata Solar Farms 2 LLC | NC | 100% | FALSE | 7684 | 0 | 0 | 0 | 0 | 0 | 0 | 0 | 7684 | 0 | 0 | 0 | 0
58861 | Sigmon Catawba Farm | Strata RS Solar Holding Fund 3 LLC | NC | 100% | FALSE | 9074 | 0 | 0 | 0 | 0 | 0 | 0 | 0 | 9074 | 0 | 0 | 0 | 0
58862 | Wagstaff Farm 1 | Strata Master Lessee 1, LLC | NC | 100% | FALSE | 9283 | 0 | 0 | 0 | 0 | 0 | 0 | 0 | 9283 | 0 | 0 | 0 | 0
58866 | Garrell Solar Farm | Strata Master Lessee 1, LLC | NC | 100% | FALSE | 7437 | 0 | 0 | 0 | 0 | 0 | 0 | 0 | 7437 | 0 | 0 | 0 | 0
58868 | Bladenboro Farm | Strata Master Lessee 1, LLC | NC | 100% | FALSE | 8892 | 0 | 0 | 0 | 0 | 0 | 0 | 0 | 8892 | 0 | 0 | 0 | 0
58898 | Pilot Hill Wind Farm | EDF | IL | 96% | TRUE | 600455.04 | 0 | 0 | 0 | 0 | 0 | 0 | 0 | 600455.04 | 0 | 0 | 0 | 0
58898 | Pilot Hill Wind Farm | Other | IL | 4% | FALSE | 25018.96 | 0 | 0 | 0 | 0 | 0 | 0 | 0 | 25018.96 | 0 | 0 | 0 | 0
58939 | Anderson Wind I | Anderson Wind Project, LLC | NM | 100% | FALSE | 18232 | 0 | 0 | 0 | 0 | 0 | 0 | 0 | 18232 | 0 | 0 | 0 | 0
58940 | Anderson Wind II | Anderson Wind Project, LLC | NM | 100% | FALSE | 43426 | 0 | 0 | 0 | 0 | 0 | 0 | 0 | 43426 | 0 | 0 | 0 | 0
58959 | Butler Solar Power Project | MCP-Butler LP | MO | 100% | FALSE | 4502 | 0 | 0 | 0 | 0 | 0 | 0 | 0 | 4502 | 0 | 0 | 0 | 0
58961 | Oregon University System OIT Klamath Fal | Mound Solar Owner V LLC | OR | 100% | FALSE | 2947 | 0 | 0 | 0 | 0 | 0 | 0 | 0 | 2947 | 0 | 0 | 0 | 0
58963 | Las Virgenes Municipal Water District | AU Solar 1 LLC | CA | 100% | FALSE | 2010 | 0 | 0 | 0 | 0 | 0 | 0 | 0 | 2010 | 0 | 0 | 0 | 0
58966 | Fairfield Wind | Fairfield Wind Owner, LLC | MT | 100% | FALSE | 31550 | 0 | 0 | 0 | 0 | 0 | 0 | 0 | 31550 | 0 | 0 | 0 | 0
59010 | Macho Springs | Southern | NM | 100% | TRUE | 142179 | 0 | 0 | 0 | 0 | 0 | 0 | 0 | 142179 | 0 | 0 | 0 | 0
59010 | Macho Springs | Turner Renewable Energy, LLC | NM | 0% | FALSE | 0 | 0 | 0 | 0 | 0 | 0 | 0 | 0 | 0 | 0 | 0 | 0 | 0
59028 | Agawam Solar | Citizens Solar Holdings LLC | MA | 100% | FALSE | 1992 | 0 | 0 | 0 | 0 | 0 | 0 | 0 | 1992 | 0 | 0 | 0 | 0
59029 | Rehoboth Solar | Citizens Solar Holdings II MA, LLC | MA | 100% | FALSE | 3130 | 0 | 0 | 0 | 0 | 0 | 0 | 0 | 3130 | 0 | 0 | 0 | 0
59030 | Chicopee Solar | Citizens Solar Holdings II MA, LLC | MA | 100% | FALSE | 4619 | 0 | 0 | 0 | 0 | 0 | 0 | 0 | 4619 | 0 | 0 | 0 | 0
59031 | Route 57 Solar | Citizens Solar Holdings LLC | MA | 100% | FALSE | 2143 | 0 | 0 | 0 | 0 | 0 | 0 | 0 | 2143 | 0 | 0 | 0 | 0
59032 | EBZ Solar | Citizens Solar Holdings LLC | MA | 100% | FALSE | 3674 | 0 | 0 | 0 | 0 | 0 | 0 | 0 | 3674 | 0 | 0 | 0 | 0
59033 | Whately Solar | Citizens Solar Holdings LLC | MA | 100% | FALSE | 2101 | 0 | 0 | 0 | 0 | 0 | 0 | 0 | 2101 | 0 | 0 | 0 | 0
59088 | Calipatria Solar Farm | Southern | CA | 100% | TRUE | 45399 | 0 | 0 | 0 | 0 | 0 | 0 | 0 | 45399 | 0 | 0 | 0 | 0
59088 | Calipatria Solar Farm | Turner Renewable Energy, LLC | CA | 0% | FALSE | 0 | 0 | 0 | 0 | 0 | 0 | 0 | 0 | 0 | 0 | 0 | 0 | 0
59094 | Division 1 | Mound Solar Owner VII, LLC | CA | 100% | FALSE | 3090 | 0 | 0 | 0 | 0 | 0 | 0 | 0 | 3090 | 0 | 0 | 0 | 0
59095 | Division 2 | Mound Solar Owner VII, LLC | CA | 100% | FALSE | 1930 | 0 | 0 | 0 | 0 | 0 | 0 | 0 | 1930 | 0 | 0 | 0 | 0
59096 | Division 3 | Mound Solar Owner VII, LLC | CA | 100% | FALSE | 2002 | 0 | 0 | 0 | 0 | 0 | 0 | 0 | 2002 | 0 | 0 | 0 | 0
59098 | Kettering Solar 1 | Mound Solar Owner X, LLC | CA | 100% | FALSE | 2015 | 0 | 0 | 0 | 0 | 0 | 0 | 0 | 2015 | 0 | 0 | 0 | 0
59099 | Kettering Solar 2 | Mound Solar Owner X, LLC | CA | 100% | FALSE | 1814 | 0 | 0 | 0 | 0 | 0 | 0 | 0 | 1814 | 0 | 0 | 0 | 0
59100 | Chauncey Farm LLC | Strata Fund 17 Lessor | NC | 100% | FALSE | 9192 | 0 | 0 | 0 | 0 | 0 | 0 | 0 | 9192 | 0 | 0 | 0 | 0
59103 | Fremont Farm | Strata Solar, LLC | NC | 100% | FALSE | 873 | 0 | 0 | 0 | 0 | 0 | 0 | 0 | 873 | 0 | 0 | 0 | 0
59105 | Market Farm | Strata Fund 16 LLC | NC | 100% | FALSE | 8836 | 0 | 0 | 0 | 0 | 0 | 0 | 0 | 8836 | 0 | 0 | 0 | 0
59106 | Snow Hill Solar 2 LLC | Strata Fund 17 Lessor | NC | 100% | FALSE | 3657 | 0 | 0 | 0 | 0 | 0 | 0 | 0 | 3657 | 0 | 0 | 0 | 0
59107 | Mount Olive Farm | Strata Solar, LLC | NC | 100% | FALSE | 9978 | 0 | 0 | 0 | 0 | 0 | 0 | 0 | 9978 | 0 | 0 | 0 | 0
59109 | Spicewood Solar Farm LLC | Strata Fund 17 Lessor | NC | 100% | FALSE | 8296 | 0 | 0 | 0 | 0 | 0 | 0 | 0 | 8296 | 0 | 0 | 0 | 0
59110 | Springfield Solar 1 LLC | Strata Solar, LLC | MO | 100% | FALSE | 8599 | 0 | 0 | 0 | 0 | 0 | 0 | 0 | 8599 | 0 | 0 | 0 | 0
59111 | West Salisbury Farm LLC | Strata Solar, LLC | NC | 100% | FALSE | 8901 | 0 | 0 | 0 | 0 | 0 | 0 | 0 | 8901 | 0 | 0 | 0 | 0
59112 | West Siler Farm LLC | Strata Solar, LLC | NC | 100% | FALSE | 9521 | 0 | 0 | 0 | 0 | 0 | 0 | 0 | 9521 | 0 | 0 | 0 | 0
59113 | Yanceyville Farm 2 LLC | Strata Solar, LLC | NC | 100% | FALSE | 9413 | 0 | 0 | 0 | 0 | 0 | 0 | 0 | 9413 | 0 | 0 | 0 | 0
59114 | Redmon Solar Farm LLC | Strata Solar, LLC | NC | 100% | FALSE | 4013 | 0 | 0 | 0 | 0 | 0 | 0 | 0 | 4013 | 0 | 0 | 0 | 0
59115 | Anderson Farm LLC | Strata Solar, LLC | NC | 100% | FALSE | 3953 | 0 | 0 | 0 | 0 | 0 | 0 | 0 | 3953 | 0 | 0 | 0 | 0
59121 | Acushnet-Braley Road 1 | GLC-(MA) Acushnet - Braley Road 1, LLC | MA | 100% | FALSE | 2437 | 0 | 0 | 0 | 0 | 0 | 0 | 0 | 2437 | 0 | 0 | 0 | 0
59122 | Enerparc CA1 LLC | PNC Energy Capital LLC | CA | 100% | FALSE | 3567 | 0 | 0 | 0 | 0 | 0 | 0 | 0 | 3567 | 0 | 0 | 0 | 0
59123 | Moncure Farm LLC | Strata Master Lessee 1, LLC | NC | 100% | FALSE | 6243 | 0 | 0 | 0 | 0 | 0 | 0 | 0 | 6243 | 0 | 0 | 0 | 0
59124 | Martin Creek Farm LLC | Strata Master Lessee 1, LLC | NC | 100% | FALSE | 5609 | 0 | 0 | 0 | 0 | 0 | 0 | 0 | 5609 | 0 | 0 | 0 | 0
59125 | Kinston | Strata Master Lessee 1, LLC | NC | 100% | FALSE | 3856 | 0 | 0 | 0 | 0 | 0 | 0 | 0 | 3856 | 0 | 0 | 0 | 0
59126 | Daniel Farm LLC | Strata RS Solar Holding Fund 3 LLC | NC | 100% | FALSE | 9166 | 0 | 0 | 0 | 0 | 0 | 0 | 0 | 9166 | 0 | 0 | 0 | 0
59127 | Bailey Farm LLC | Strata Fund 11 Lessor LLC | NC | 100% | FALSE | 9547 | 0 | 0 | 0 | 0 | 0 | 0 | 0 | 9547 | 0 | 0 | 0 | 0
59128 | Acushnet- High Hill | GLC-(MA) Acushnet - High Hill, LLC | MA | 100% | FALSE | 4190 | 0 | 0 | 0 | 0 | 0 | 0 | 0 | 4190 | 0 | 0 | 0 | 0
59129 | CSD 2- Freedom High | GLC-(CA) CSD 2, LLC | CA | 100% | FALSE | 1607 | 0 | 0 | 0 | 0 | 0 | 0 | 0 | 1607 | 0 | 0 | 0 | 0
59130 | CSD 2 - Heritage High | GLC-(CA) CSD 2, LLC | CA | 100% | FALSE | 2807 | 0 | 0 | 0 | 0 | 0 | 0 | 0 | 2807 | 0 | 0 | 0 | 0
59131 | Dartmouth Landfill | GLC-(MA) Dartmouth, LLC | MA | 100% | FALSE | 1661 | 0 | 0 | 0 | 0 | 0 | 0 | 0 | 1661 | 0 | 0 | 0 | 0
59132 | EAFB - North Base | GLC-(CA) Edwards AFB,LLC | CA | 100% | FALSE | 2391 | 0 | 0 | 0 | 0 | 0 | 0 | 0 | 2391 | 0 | 0 | 0 | 0
59133 | EAFB - South Base | GLC-(CA) Edwards AFB,LLC | CA | 100% | FALSE | 2437 | 0 | 0 | 0 | 0 | 0 | 0 | 0 | 2437 | 0 | 0 | 0 | 0
59134 | Easton Landfill | GLC-(MA) Easton, LLC | MA | 100% | FALSE | 2454 | 0 | 0 | 0 | 0 | 0 | 0 | 0 | 2454 | 0 | 0 | 0 | 0
59135 | Ludlow Landfill | GLC-(MA) Ludlow, LLC | MA | 100% | FALSE | 3029 | 0 | 0 | 0 | 0 | 0 | 0 | 0 | 3029 | 0 | 0 | 0 | 0
59136 | Methuen Landfill | GLC-(MA) Methuen, LLC | MA | 100% | FALSE | 1605 | 0 | 0 | 0 | 0 | 0 | 0 | 0 | 1605 | 0 | 0 | 0 | 0
59137 | Plymouth Site 1 | GLC-(MA) PlymouthSite 1, LLC | MA | 100% | FALSE | 6787 | 0 | 0 | 0 | 0 | 0 | 0 | 0 | 6787 | 0 | 0 | 0 | 0
59138 | SDCCD - Miramar | GLC-(CA) SDCCD, LLC | CA | 100% | FALSE | 1475.1 | 0 | 0 | 0 | 0 | 0 | 0 | 0 | 1475.1 | 0 | 0 | 0 | 0
59139 | SDCWA - Twin Oaks | GLC-(CA) Aqua SD, LLC | CA | 100% | FALSE | 1874 | 0 | 0 | 0 | 0 | 0 | 0 | 0 | 1874 | 0 | 0 | 0 | 0
59152 | Thornton PV1 | Ecoplexus | NC | 100% | FALSE | 9057 | 0 | 0 | 0 | 0 | 0 | 0 | 0 | 9057 | 0 | 0 | 0 | 0
59153 | Watson Seed Farm PV1 | Fresh Air Energy XVII, LLC | NC | 100% | FALSE | 34499 | 0 | 0 | 0 | 0 | 0 | 0 | 0 | 34499 | 0 | 0 | 0 | 0
59154 | Bradley PV1 | Ecoplexus | NC | 100% | FALSE | 5640 | 0 | 0 | 0 | 0 | 0 | 0 | 0 | 5640 | 0 | 0 | 0 | 0
59155 | Shawboro PV1 | Duke | NC | 100% | TRUE | 38600 | 0 | 0 | 0 | 0 | 0 | 0 | 0 | 38600 | 0 | 0 | 0 | 0
59156 | Carter PV1 | Fresh Air Energy XIV LLC | NC | 100% | FALSE | 10036 | 0 | 0 | 0 | 0 | 0 | 0 | 0 | 10036 | 0 | 0 | 0 | 0
59157 | Pecan PV1 | Fresh Air Energy XIII LLC | NC | 100% | FALSE | 10272 | 0 | 0 | 0 | 0 | 0 | 0 | 0 | 10272 | 0 | 0 | 0 | 0
59158 | Langley PV1 | Fresh Air Energy XII LLC | NC | 100% | FALSE | 10132 | 0 | 0 | 0 | 0 | 0 | 0 | 0 | 10132 | 0 | 0 | 0 | 0
59182 | Hesperia | DG Solar Lessee LLC | CA | 100% | FALSE | 3161 | 0 | 0 | 0 | 0 | 0 | 0 | 0 | 3161 | 0 | 0 | 0 | 0
59189 | East Wayne Solar LLC | Strata Master Lessee 1, LLC | NC | 100% | FALSE | 3873 | 0 | 0 | 0 | 0 | 0 | 0 | 0 | 3873 | 0 | 0 | 0 | 0
59190 | Vickers | Strata RS Solar Holding Fund 3 LLC | NC | 100% | FALSE | 3928 | 0 | 0 | 0 | 0 | 0 | 0 | 0 | 3928 | 0 | 0 | 0 | 0
59191 | Soluga Farms 1 | Strata Fund 17 Lessor | NC | 100% | FALSE | 9215 | 0 | 0 | 0 | 0 | 0 | 0 | 0 | 9215 | 0 | 0 | 0 | 0
59192 | Soluga Farms 2 LLC | Strata Solar, LLC | NC | 100% | FALSE | 9512 | 0 | 0 | 0 | 0 | 0 | 0 | 0 | 9512 | 0 | 0 | 0 | 0
59249 | Rio Bravo Solar 1 LLC | Duke | CA | 100% | TRUE | 53792 | 0 | 0 | 0 | 0 | 0 | 0 | 0 | 53792 | 0 | 0 | 0 | 0
59250 | Rio Bravo Solar II LLC | Duke | CA | 100% | TRUE | 53602 | 0 | 0 | 0 | 0 | 0 | 0 | 0 | 53602 | 0 | 0 | 0 | 0
59253 | Wildwood Solar II | Duke | CA | 100% | TRUE | 40417 | 0 | 0 | 0 | 0 | 0 | 0 | 0 | 40417 | 0 | 0 | 0 | 0
59260 | Hidden View Dairy, LLC | T&M Limited Partnership | IN | 52.94% | FALSE | 2669.2941 | 0 | 0 | 0 | 0 | 0 | 0 | 2669.2941 | 0 | 0 | 0 | 0 | 0
59260 | Hidden View Dairy, LLC | T & M Limited Partnership | IN | 47.06% | FALSE | 2372.7059 | 0 | 0 | 0 | 0 | 0 | 0 | 2372.7059 | 0 | 0 | 0 | 0 | 0
59261 | Verizon-Torrance | Verizon | CA | 100% | FALSE | 7881 | 7881 | 0 | 7881 | 0 | 0 | 0 | 0 | 0 | 3279.1481 | 0 | 0 | 0
59279 | Life Technologies - Pleasanton | Life Technologies Corporation | CA | 100% | FALSE | 7807 | 7807 | 0 | 7807 | 0 | 0 | 0 | 0 | 0 | 3430.2857 | 0 | 0 | 0
59280 | Kellogg's - San Jose | Kellogg's - San Jose | CA | 100% | FALSE | 7642 | 7642 | 0 | 7642 | 0 | 0 | 0 | 0 | 0 | 3337.242 | 0 | 0 | 0
59281 | eBay - South Jordan | eBay - South Jordan | UT | 100% | FALSE | 76631 | 76631 | 0 | 76631 | 0 | 0 | 0 | 0 | 0 | 32721.2893 | 0 | 0 | 0
59301 | WED Coventry 1 | Narragansett Bay Commission | RI | 100% | FALSE | 2825 | 0 | 0 | 0 | 0 | 0 | 0 | 0 | 2825 | 0 | 0 | 0 | 0
59302 | WED Coventry 2 | Town of West Warwick | RI | 100% | FALSE | 9508 | 0 | 0 | 0 | 0 | 0 | 0 | 0 | 9508 | 0 | 0 | 0 | 0
59305 | WED Coventry 3 | Narragansett Bay Commission | RI | 100% | FALSE | 3326 | 0 | 0 | 0 | 0 | 0 | 0 | 0 | 3326 | 0 | 0 | 0 | 0
59306 | WED Coventry 4 | Narragansett Bay Commission | RI | 100% | FALSE | 2669 | 0 | 0 | 0 | 0 | 0 | 0 | 0 | 2669 | 0 | 0 | 0 | 0
59328 | Golden Acorn Casino | Foundation CA Fund VII Owner, LLC | CA | 100% | FALSE | 3884 | 0 | 0 | 0 | 0 | 0 | 0 | 0 | 3884 | 0 | 0 | 0 | 0
59329 | City of Soledad Water Reclamation | Foundation CA Fund VII Owner, LLC | CA | 100% | FALSE | 3150 | 0 | 0 | 0 | 0 | 0 | 0 | 0 | 3150 | 0 | 0 | 0 | 0
59330 | Taylor Farms | Foundation CA Fund VII Owner, LLC | CA | 100% | FALSE | 2983 | 0 | 0 | 0 | 0 | 0 | 0 | 0 | 2983 | 0 | 0 | 0 | 0
59331 | Anheuser-Busch #2 | Foundation CA Fund VII Owner, LLC | CA | 100% | FALSE | 3433 | 0 | 0 | 0 | 0 | 0 | 0 | 0 | 3433 | 0 | 0 | 0 | 0
59359 | SCE-Snowline-Duncan Road (North) | Brookfield | CA | 51% | TRUE | 1934.94 | 0 | 0 | 0 | 0 | 0 | 0 | 0 | 1934.94 | 0 | 0 | 0 | 0
59359 | SCE-Snowline-Duncan Road (North) | TerraForm Power | CA | 49% | FALSE | 1859.06 | 0 | 0 | 0 | 0 | 0 | 0 | 0 | 1859.06 | 0 | 0 | 0 | 0
59360 | SCE-Snowline-Duncan Road (South) | Brookfield | CA | 51% | TRUE | 1345.89 | 0 | 0 | 0 | 0 | 0 | 0 | 0 | 1345.89 | 0 | 0 | 0 | 0
59360 | SCE-Snowline-Duncan Road (South) | TerraForm Power | CA | 49% | FALSE | 1293.11 | 0 | 0 | 0 | 0 | 0 | 0 | 0 | 1293.11 | 0 | 0 | 0 | 0
59393 | Eubank Landfill Solar Array | Emcore Solar New Mexico, LLC | NM | 100% | FALSE | 2874 | 0 | 0 | 0 | 0 | 0 | 0 | 0 | 2874 | 0 | 0 | 0 | 0
594 | Indian River Generating Station | NRG | DE | 100% | TRUE | 366381.996 | 366381.996 | 358797.1 | 0 | 7584.896 | 0 | 0 | 0 | 0 | 502291.0397 | 474.542 | 162.757 | 1.7
59406 | Facile Solar | Indigo Solar | NC | 100% | FALSE | 3570 | 0 | 0 | 0 | 0 | 0 | 0 | 0 | 3570 | 0 | 0 | 0 | 0
59421 | SCE-Snowline-White Road (South) | Brookfield | CA | 51% | TRUE | 2047.65 | 0 | 0 | 0 | 0 | 0 | 0 | 0 | 2047.65 | 0 | 0 | 0 | 0
59421 | SCE-Snowline-White Road (South) | TerraForm Power | CA | 49% | FALSE | 1967.35 | 0 | 0 | 0 | 0 | 0 | 0 | 0 | 1967.35 | 0 | 0 | 0 | 0
59422 | SCE-Snowline-White Road (North) | Brookfield | CA | 51% | TRUE | 2041.53 | 0 | 0 | 0 | 0 | 0 | 0 | 0 | 2041.53 | 0 | 0 | 0 | 0
59422 | SCE-Snowline-White Road (North) | TerraForm Power | CA | 49% | FALSE | 1961.47 | 0 | 0 | 0 | 0 | 0 | 0 | 0 | 1961.47 | 0 | 0 | 0 | 0
59423 | SCE-Snowline-White Rd (Central) | Brookfield | CA | 51% | TRUE | 1837.53 | 0 | 0 | 0 | 0 | 0 | 0 | 0 | 1837.53 | 0 | 0 | 0 | 0
59423 | SCE-Snowline-White Rd (Central) | TerraForm Power | CA | 49% | FALSE | 1765.47 | 0 | 0 | 0 | 0 | 0 | 0 | 0 | 1765.47 | 0 | 0 | 0 | 0
59426 | GKS Solar | FLS 2014 Solar B, LLC | NC | 100% | FALSE | 8370 | 0 | 0 | 0 | 0 | 0 | 0 | 0 | 8370 | 0 | 0 | 0 | 0
59427 | Two Mile Solar | FLS 2014 Solar B, LLC | NC | 100% | FALSE | 9171 | 0 | 0 | 0 | 0 | 0 | 0 | 0 | 9171 | 0 | 0 | 0 | 0
59429 | Downs Farm Solar | FLS 2014 Solar B, LLC | NC | 100% | FALSE | 8511 | 0 | 0 | 0 | 0 | 0 | 0 | 0 | 8511 | 0 | 0 | 0 | 0
59439 | COC Surry LFG, LLC | Cary Oil Company | NC | 100% | FALSE | 6354 | 0 | 0 | 0 | 0 | 0 | 0 | 6354 | 0 | 0 | 0 | 0 | 0
59442 | Logans Gap Wind LLC | Pattern Energy | TX | 100% | FALSE | 655742 | 0 | 0 | 0 | 0 | 0 | 0 | 0 | 655742 | 0 | 0 | 0 | 0
59445 | St. Albans SPEED Project | St. Albans Solar Partners | VT | 100% | FALSE | 2771 | 0 | 0 | 0 | 0 | 0 | 0 | 0 | 2771 | 0 | 0 | 0 | 0
59447 | Pacific Rim Dairy Digester | Greg TeVelde, DBA Pacific Rim Dairy | CA | 100% | FALSE | 5179 | 0 | 0 | 0 | 0 | 0 | 0 | 5179 | 0 | 0 | 0 | 0 | 0
59462 | Denver Intl Airport IV Solar | SH COD I, LLC | CO | 100% | FALSE | 2967 | 0 | 0 | 0 | 0 | 0 | 0 | 0 | 2967 | 0 | 0 | 0 | 0
59500 | Sarah Solar | Holocene Renewable Energy Fund 3, LLC | NC | 100% | FALSE | 2290 | 0 | 0 | 0 | 0 | 0 | 0 | 0 | 2290 | 0 | 0 | 0 | 0
59501 | Nitro Solar | Holocene Renewable Energy Fund 3, LLC | NC | 100% | FALSE | 2952 | 0 | 0 | 0 | 0 | 0 | 0 | 0 | 2952 | 0 | 0 | 0 | 0
59514 | Flat Meeks PV 1 | Flat Meeks PV1, LLC | NC | 100% | FALSE | 349 | 0 | 0 | 0 | 0 | 0 | 0 | 0 | 349 | 0 | 0 | 0 | 0
59515 | Benthall Bridge PV 1 | Fresh Air Energy XXI, LLC | NC | 100% | FALSE | 8292 | 0 | 0 | 0 | 0 | 0 | 0 | 0 | 8292 | 0 | 0 | 0 | 0
59516 | American Legion PV 1 | Fresh Air Energy XIX, LLC | NC | 100% | FALSE | 95 | 0 | 0 | 0 | 0 | 0 | 0 | 0 | 95 | 0 | 0 | 0 | 0
59517 | Baker PV 1 | Fresh Air Energy XXII, LLC | NC | 100% | FALSE | 5555 | 0 | 0 | 0 | 0 | 0 | 0 | 0 | 5555 | 0 | 0 | 0 | 0
59519 | Old Catawba PV 1 | Ecoplexus | NC | 100% | FALSE | 6019 | 0 | 0 | 0 | 0 | 0 | 0 | 0 | 6019 | 0 | 0 | 0 | 0
59521 | Little River PV 1 | Ecoplexus | NC | 100% | FALSE | 9463 | 0 | 0 | 0 | 0 | 0 | 0 | 0 | 9463 | 0 | 0 | 0 | 0
59533 | Princeton | Holocene Renewable Energy Fund 3, LLC | NC | 100% | FALSE | 2628 | 0 | 0 | 0 | 0 | 0 | 0 | 0 | 2628 | 0 | 0 | 0 | 0
59534 | 4Oaks | Holocene Renewable Energy Fund 3, LLC | NC | 100% | FALSE | 2747 | 0 | 0 | 0 | 0 | 0 | 0 | 0 | 2747 | 0 | 0 | 0 | 0
59543 | Acton Solar Landfill | Ameresco Solar Acton LLC | MA | 100% | FALSE | 1941 | 0 | 0 | 0 | 0 | 0 | 0 | 0 | 1941 | 0 | 0 | 0 | 0
59547 | Fowler Ridge IV Wind Farm LLC | Pattern Energy | IN | 100% | FALSE | 458910 | 0 | 0 | 0 | 0 | 0 | 0 | 0 | 458910 | 0 | 0 | 0 | 0
59550 | Putah Creek Solar Farm | Putah Creek Solar Farm LLC | CA | 100% | FALSE | 4757 | 0 | 0 | 0 | 0 | 0 | 0 | 0 | 4757 | 0 | 0 | 0 | 0
59589 | Rutherford Farm | Southern | NC | 100% | TRUE | 139196 | 0 | 0 | 0 | 0 | 0 | 0 | 0 | 139196 | 0 | 0 | 0 | 0
59589 | Rutherford Farm | Turner Renewable Energy, LLC | NC | 0% | FALSE | 0 | 0 | 0 | 0 | 0 | 0 | 0 | 0 | 0 | 0 | 0 | 0 | 0
59603 | Walters Solar (FLS 260) | FLS 2014 Solar B, LLC | NC | 100% | FALSE | 9621 | 0 | 0 | 0 | 0 | 0 | 0 | 0 | 9621 | 0 | 0 | 0 | 0
59604 | Stagecoach Solar | FLS 2014 Solar B, LLC | NC | 100% | FALSE | 9056 | 0 | 0 | 0 | 0 | 0 | 0 | 0 | 9056 | 0 | 0 | 0 | 0
59605 | Vicksburg Solar | FLS 2014 Solar B, LLC | NC | 100% | FALSE | 8946 | 0 | 0 | 0 | 0 | 0 | 0 | 0 | 8946 | 0 | 0 | 0 | 0
59606 | Soul City Solar | FLS 2014 Solar B, LLC | NC | 100% | FALSE | 5595 | 0 | 0 | 0 | 0 | 0 | 0 | 0 | 5595 | 0 | 0 | 0 | 0
59618 | Meadow Lake Solar Energy Center | PNM Resources | NM | 100% | TRUE | 24794 | 0 | 0 | 0 | 0 | 0 | 0 | 0 | 24794 | 0 | 0 | 0 | 0
59619 | Cibola | PNM Resources | NM | 100% | TRUE | 19983 | 0 | 0 | 0 | 0 | 0 | 0 | 0 | 19983 | 0 | 0 | 0 | 0
59624 | Twiss Street Solar | Citizens Solar Holdings III, LLC | MA | 100% | FALSE | 2448 | 0 | 0 | 0 | 0 | 0 | 0 | 0 | 2448 | 0 | 0 | 0 | 0
59625 | Chicopee River Solar | Citizens Solar Holdings III, LLC | MA | 100% | FALSE | 2981 | 0 | 0 | 0 | 0 | 0 | 0 | 0 | 2981 | 0 | 0 | 0 | 0
59626 | Chicopee Granby Road Solar | Citizens Solar Holdings III, LLC | MA | 100% | FALSE | 2496 | 0 | 0 | 0 | 0 | 0 | 0 | 0 | 2496 | 0 | 0 | 0 | 0
59645 | Mt Olive Solar 1 | FLS 2014 Solar D, LLC | NC | 100% | FALSE | 8738 | 0 | 0 | 0 | 0 | 0 | 0 | 0 | 8738 | 0 | 0 | 0 | 0
59646 | FLS Solar 230 (Warren) | FLS 2014 Solar D, LLC | NC | 100% | FALSE | 9119 | 0 | 0 | 0 | 0 | 0 | 0 | 0 | 9119 | 0 | 0 | 0 | 0
59650 | CII Methane Management III LFG Plant | Athens-Johnston Renewables, LLC | GA | 100% | FALSE | 8308 | 0 | 0 | 0 | 0 | 0 | 0 | 8308 | 0 | 0 | 0 | 0 | 0
59651 | Forever 21 Retail, Inc. | 3880 North Mission Road Solar LLC | CA | 100% | FALSE | 2222 | 0 | 0 | 0 | 0 | 0 | 0 | 0 | 2222 | 0 | 0 | 0 | 0
59652 | Nordhoff Place | MKM Oakdale Solar, LLC | CA | 100% | FALSE | 1677 | 0 | 0 | 0 | 0 | 0 | 0 | 0 | 1677 | 0 | 0 | 0 | 0
59656 | Comanche Solar | Comanche Solar PV, LLC | CO | 100% | FALSE | 285438 | 0 | 0 | 0 | 0 | 0 | 0 | 0 | 285438 | 0 | 0 | 0 | 0
59675 | Innovative Solar 44 | FLS 2015 Solar G, LLC | NC | 100% | FALSE | 9503 | 0 | 0 | 0 | 0 | 0 | 0 | 0 | 9503 | 0 | 0 | 0 | 0
59683 | GM Lordstown Assembly Solar Array | General Motors | OH | 100% | FALSE | 2041.38 | 0 | 0 | 0 | 0 | 0 | 0 | 0 | 2041.38 | 0 | 0 | 0 | 0
59711 | CII Methane Management IV, LLC | Athens-Johnston Renewables, LLC | NC | 100% | FALSE | 12558 | 0 | 0 | 0 | 0 | 0 | 0 | 12558 | 0 | 0 | 0 | 0 | 0
59729 | Macon Solar Power Project | MCP-Macon, LLC | MO | 100% | FALSE | 4328 | 0 | 0 | 0 | 0 | 0 | 0 | 0 | 4328 | 0 | 0 | 0 | 0
59732 | Green Pastures Wind I | Capital Dynamics | TX | 100% | FALSE | 533502 | 0 | 0 | 0 | 0 | 0 | 0 | 0 | 533502 | 0 | 0 | 0 | 0
59733 | Green Pastures Wind II | Capital Dynamics | TX | 100% | FALSE | 512739 | 0 | 0 | 0 | 0 | 0 | 0 | 0 | 512739 | 0 | 0 | 0 | 0
59744 | Lakeland Electric Co. (FL)-Airport 1 | SunEdison | FL | 100% | FALSE | 1853 | 0 | 0 | 0 | 0 | 0 | 0 | 0 | 1853 | 0 | 0 | 0 | 0
59746 | DSH (CA) - Coalinga State Hospital | Brookfield | CA | 51% | TRUE | 2512.26 | 0 | 0 | 0 | 0 | 0 | 0 | 0 | 2512.26 | 0 | 0 | 0 | 0
59746 | DSH (CA) - Coalinga State Hospital | TerraForm Power | CA | 49% | FALSE | 2413.74 | 0 | 0 | 0 | 0 | 0 | 0 | 0 | 2413.74 | 0 | 0 | 0 | 0
59748 | CDCR (CA) - Pleasant Valley State Prison | Brookfield | CA | 51% | TRUE | 1558.05 | 0 | 0 | 0 | 0 | 0 | 0 | 0 | 1558.05 | 0 | 0 | 0 | 0
59748 | CDCR (CA) - Pleasant Valley State Prison | TerraForm Power | CA | 49% | FALSE | 1496.95 | 0 | 0 | 0 | 0 | 0 | 0 | 0 | 1496.95 | 0 | 0 | 0 | 0
59749 | UMES (MD) - Princess Anne | SE Solar Trust X | MD | 100% | FALSE | 3234 | 0 | 0 | 0 | 0 | 0 | 0 | 0 | 3234 | 0 | 0 | 0 | 0
59750 | Bourne (MA) - Holliston I | Brookfield | MA | 51% | TRUE | 1709.52 | 0 | 0 | 0 | 0 | 0 | 0 | 0 | 1709.52 | 0 | 0 | 0 | 0
59750 | Bourne (MA) - Holliston I | TerraForm Power | MA | 49% | FALSE | 1642.48 | 0 | 0 | 0 | 0 | 0 | 0 | 0 | 1642.48 | 0 | 0 | 0 | 0
59754 | Lakeland Electric Co. (FL) - Aiport II | SE Solar Trust VII | FL | 100% | FALSE | 0 | 0 | 0 | 0 | 0 | 0 | 0 | 0 | 0 | 0 | 0 | 0 | 0
59788 | Advance Stores Company, Inc | Three Rivers Solar I, LLC | CT | 100% | FALSE | 1308 | 0 | 0 | 0 | 0 | 0 | 0 | 0 | 1308 | 0 | 0 | 0 | 0
59789 | Millbrook School | Three Rivers Solar I, LLC | NY | 100% | FALSE | 1651 | 0 | 0 | 0 | 0 | 0 | 0 | 0 | 1651 | 0 | 0 | 0 | 0
59790 | Oregon University System Rabbit Field | Mound Solar Owner VII, LLC | OR | 100% | FALSE | 1692 | 0 | 0 | 0 | 0 | 0 | 0 | 0 | 1692 | 0 | 0 | 0 | 0
59794 | Chicago West Side Energy Center | Amalgamated Bank of Chicago | IL | 100% | FALSE | 12368 | 12368 | 0 | 12368 | 0 | 0 | 0 | 0 | 0 | 4603.7938 | 0 | 0 | 0
59796 | Kelford | FLS 2015 Solar H, LLC | NC | 100% | FALSE | 7212 | 0 | 0 | 0 | 0 | 0 | 0 | 0 | 7212 | 0 | 0 | 0 | 0
59797 | Bayonne MUA- Leitner-Poma Wind Turbine | Bayonne Municipal Utilities Authority | NJ | 100% | FALSE | 913 | 0 | 0 | 0 | 0 | 0 | 0 | 0 | 913 | 0 | 0 | 0 | 0
59798 | Colon PV | Colon FiT LLC | CA | 100% | FALSE | 1761 | 0 | 0 | 0 | 0 | 0 | 0 | 0 | 1761 | 0 | 0 | 0 | 0
59800 | Amazon San Bernardino | Amazon | CA | 100% | FALSE | 7715 | 7715 | 0 | 7715 | 0 | 0 | 0 | 0 | 0 | 3213.8656 | 0 | 0 | 0
59801 | IBM Southbury | IBM | CT | 100% | FALSE | 7363 | 7363 | 0 | 7363 | 0 | 0 | 0 | 0 | 0 | 3047.2986 | 0 | 0 | 0
59802 | Maxim | Maxim | CA | 100% | FALSE | 7948 | 7948 | 0 | 7948 | 0 | 0 | 0 | 0 | 0 | 478.4271 | 0 | 0 | 0
59803 | Pixar - Emeryville | Pixar Animation Studio | CA | 100% | FALSE | 7969 | 7969 | 0 | 7969 | 0 | 0 | 0 | 0 | 0 | 3339.7551 | 0 | 0 | 0
59804 | Starbucks - Evolution Fresh | Starbucks | CA | 100% | FALSE | 7498 | 7498 | 0 | 7498 | 0 | 0 | 0 | 0 | 0 | 3185.7537 | 0 | 0 | 0
59805 | Yahoo! - HQ | Yahoo! | CA | 100% | FALSE | 7844 | 7844 | 0 | 7844 | 0 | 0 | 0 | 0 | 0 | 329.335 | 0 | 0 | 0
59809 | Mountain Home Energy Center | MHET Owner Trust-Wells Fargo | TN | 100% | FALSE | 14101 | 14101 | 0 | 13791.216 | 309.784 | 0 | 0 | 0 | 0 | 9013.2193 | 0 | 0 | 0
59810 | Dairyland WTE Plant | WTE-Dairyland, LLC | WI | 100% | FALSE | 4813 | 0 | 0 | 0 | 0 | 0 | 0 | 4813 | 0 | 0 | 0 | 0 | 0
59831 | Royal Solar | FLS 2015 Solar F | NC | 100% | FALSE | 9097 | 0 | 0 | 0 | 0 | 0 | 0 | 0 | 9097 | 0 | 0 | 0 | 0
59832 | Kinston Solar | FLS 2015 Solar F | NC | 100% | FALSE | 9506 | 0 | 0 | 0 | 0 | 0 | 0 | 0 | 9506 | 0 | 0 | 0 | 0
59833 | Laurinburg Solar | FLS 2015 Solar F | NC | 100% | FALSE | 9819 | 0 | 0 | 0 | 0 | 0 | 0 | 0 | 9819 | 0 | 0 | 0 | 0
59872 | UC Davis South Campus | 8Point3 Energy Partners | CA | 100% | FALSE | 29454 | 0 | 0 | 0 | 0 | 0 | 0 | 0 | 29454 | 0 | 0 | 0 | 0
599 | McKee Run | City of Dover - (DE) | DE | 100% | FALSE | 9079 | 9079 | 0 | 8502.798 | 576.202 | 0 | 0 | 0 | 0 | 6239.5977 | 3.064 | 10.546 | 0
59916 | SunE- E Philadelphia Ontario | Brookfield | CA | 51% | TRUE | 1003.17 | 0 | 0 | 0 | 0 | 0 | 0 | 0 | 1003.17 | 0 | 0 | 0 | 0
59916 | SunE- E Philadelphia Ontario | TerraForm Power | CA | 49% | FALSE | 963.83 | 0 | 0 | 0 | 0 | 0 | 0 | 0 | 963.83 | 0 | 0 | 0 | 0
59961 | Western Antelope Blue Sky B | Western Antelope Blue Sky Ranch B | CA | 100% | FALSE | 53958 | 0 | 0 | 0 | 0 | 0 | 0 | 0 | 53958 | 0 | 0 | 0 | 0
59962 | North Lancaster Ranch | North Lancaster Ranch | CA | 100% | FALSE | 39524 | 0 | 0 | 0 | 0 | 0 | 0 | 0 | 39524 | 0 | 0 | 0 | 0
59963 | Central Antelope Dry Ranch C | Central Antelope Dry Ranch C LLC | CA | 100% | FALSE | 37166 | 0 | 0 | 0 | 0 | 0 | 0 | 0 | 37166 | 0 | 0 | 0 | 0
59964 | Elevation Solar C | Elevation Solar C | CA | 100% | FALSE | 110367 | 0 | 0 | 0 | 0 | 0 | 0 | 0 | 110367 | 0 | 0 | 0 | 0
59965 | Latigo Wind Park | Latigo Wind Park | UT | 100% | FALSE | 153706 | 0 | 0 | 0 | 0 | 0 | 0 | 0 | 153706 | 0 | 0 | 0 | 0
59980 | Mashpee Landfill Solar | ACE of Cape Cod Solar IV, LLC | MA | 100% | FALSE | 3510 | 0 | 0 | 0 | 0 | 0 | 0 | 0 | 3510 | 0 | 0 | 0 | 0
59999 | Ouchchy PV1 | Fresh Air Energy XXIX, LLC | NC | 100% | FALSE | 5547 | 0 | 0 | 0 | 0 | 0 | 0 | 0 | 5547 | 0 | 0 | 0 | 0
60001 | Vaughn Creek PV1 | Fresh Air Energy XXV, LLC | NC | 100% | FALSE | 0 | 0 | 0 | 0 | 0 | 0 | 0 | 0 | 0 | 0 | 0 | 0 | 0
60007 | Morelos del Sol | Southern | CA | 100% | TRUE | 38771 | 0 | 0 | 0 | 0 | 0 | 0 | 0 | 38771 | 0 | 0 | 0 | 0
60007 | Morelos del Sol | Turner Renewable Energy, LLC | CA | 0% | FALSE | 0 | 0 | 0 | 0 | 0 | 0 | 0 | 0 | 0 | 0 | 0 | 0 | 0
60035 | Tequesquite Landfill Solar PV Project | 8Point3 Energy Partners | CA | 100% | FALSE | 14684 | 0 | 0 | 0 | 0 | 0 | 0 | 0 | 14684 | 0 | 0 | 0 | 0
6004 | FirstEnergy Pleasants Power Station | FirstEnergy | WV | 100% | TRUE | 7807671.955 | 7807671.955 | 7789072.1 | 18599.855 | 0 | 0 | 0 | 0 | 0 | 8469837.7422 | 10821.213 | 5914.239 | 38.8
60048 | TWE Chocowinity Solar, LLC | FLS 2015 Solar H, LLC | NC | 100% | FALSE | 7283 | 0 | 0 | 0 | 0 | 0 | 0 | 0 | 7283 | 0 | 0 | 0 | 0
60051 | Innovative Solar 18, LLC | FLS 2015 Solar H, LLC | NC | 100% | FALSE | 3730 | 0 | 0 | 0 | 0 | 0 | 0 | 0 | 3730 | 0 | 0 | 0 | 0
60052 | Innovative Solar 26, LLC | FLS 2015 Solar H, LLC | NC | 100% | FALSE | 3697 | 0 | 0 | 0 | 0 | 0 | 0 | 0 | 3697 | 0 | 0 | 0 | 0
60053 | Innovative Solar 63, LLC | FLS 2015 Solar H, LLC | NC | 100% | FALSE | 9315 | 0 | 0 | 0 | 0 | 0 | 0 | 0 | 9315 | 0 | 0 | 0 | 0
60055 | Innovative Solar 16 | FLS 2015 Solar G, LLC | NC | 100% | FALSE | 2968 | 0 | 0 | 0 | 0 | 0 | 0 | 0 | 2968 | 0 | 0 | 0 | 0
60085 | AVS Lancaster 1 | Mound Solar Owner X, LLC | CA | 100% | FALSE | 8472 | 0 | 0 | 0 | 0 | 0 | 0 | 0 | 8472 | 0 | 0 | 0 | 0
60086 | US-TOPCO (Soccer Center) | Mound Solar Owner X, LLC | CA | 100% | FALSE | 7301 | 0 | 0 | 0 | 0 | 0 | 0 | 0 | 7301 | 0 | 0 | 0 | 0
60096 | Town of Chestertown- Chestertown WWTP | Dom Solar Lessor I, LP | MD | 100% | FALSE | 1798 | 0 | 0 | 0 | 0 | 0 | 0 | 0 | 1798 | 0 | 0 | 0 | 0
60097 | Onondaga County - Metro Water Board | Dom Solar Lessor I, LP | NY | 100% | FALSE | 1017 | 0 | 0 | 0 | 0 | 0 | 0 | 0 | 1017 | 0 | 0 | 0 | 0
60098 | Onondaga County - Oak Orchard WWTP | Dom Solar Lessor I, LP | NY | 100% | FALSE | 0 | 0 | 0 | 0 | 0 | 0 | 0 | 0 | 0 | 0 | 0 | 0 | 0
60099 | Hewlett-Packard (HP) - Andover, MA | Dom Solar Lessor I, LP | MA | 100% | FALSE | 786 | 0 | 0 | 0 | 0 | 0 | 0 | 0 | 786 | 0 | 0 | 0 | 0
60110 | Town of Needham VNEM | Mound Solar Owner X, LLC | MA | 100% | FALSE | 4204 | 0 | 0 | 0 | 0 | 0 | 0 | 0 | 4204 | 0 | 0 | 0 | 0
60111 | Williamsburg Solar LLC VNEM | Louis Solar II, LLC | MA | 100% | FALSE | 3286 | 0 | 0 | 0 | 0 | 0 | 0 | 0 | 3286 | 0 | 0 | 0 | 0
60112 | Oregon Convention Center | Dom Solar Lessor I, LP | OR | 100% | FALSE | 1855 | 0 | 0 | 0 | 0 | 0 | 0 | 0 | 1855 | 0 | 0 | 0 | 0
60113 | Jackson Board of Education-Liberty HS | Dom Solar Lessor I, LP | NJ | 100% | FALSE | 1753 | 0 | 0 | 0 | 0 | 0 | 0 | 0 | 1753 | 0 | 0 | 0 | 0
60114 | Oneida County- DPW | Dom Solar Lessor I, LP | NY | 100% | FALSE | 0 | 0 | 0 | 0 | 0 | 0 | 0 | 0 | 0 | 0 | 0 | 0 | 0
60115 | Town of Halfmoon | Dom Solar Lessor I, LP | NY | 100% | FALSE | 263 | 0 | 0 | 0 | 0 | 0 | 0 | 0 | 263 | 0 | 0 | 0 | 0
60116 | BJ's Wholesale Club, Inc- Uxbridge | Three Rivers Solar II, LLC | MA | 100% | FALSE | 388 | 0 | 0 | 0 | 0 | 0 | 0 | 0 | 388 | 0 | 0 | 0 | 0
60145 | Broadview Energy JN, LLC | Broadview Energy JN, LLC | NM | 100% | FALSE | 427901 | 0 | 0 | 0 | 0 | 0 | 0 | 0 | 427901 | 0 | 0 | 0 | 0
60152 | Broadview Energy KW, LLC | Broadview Energy KW, LLC | NM | 100% | FALSE | 316480 | 0 | 0 | 0 | 0 | 0 | 0 | 0 | 316480 | 0 | 0 | 0 | 0
6020 | Perry | FirstEnergy | OH | 100% | TRUE | 9812376 | 0 | 0 | 0 | 0 | 9812376 | 0 | 0 | 0 | 0 | 0 | 0 | 0
60213 | NA 1(Hagerstown) | no name | MD | 100% | FALSE | 0 | 0 | 0 | 0 | 0 | 0 | 0 | 0 | 0 | 0 | 0 | 0 | 0
60223 | Equinix San Jose | Equinix | CA | 100% | FALSE | 8357 | 8357 | 0 | 8357 | 0 | 0 | 0 | 0 | 0 | 3214.6838 | 0 | 0 | 0
60224 | Intel Santa Clara | Intel | CA | 100% | FALSE | 7529 | 7529 | 0 | 7529 | 0 | 0 | 0 | 0 | 0 | 3255.8287 | 0 | 0 | 0
60225 | CMEEC - Bozrah | Dom Solar Lessor I, LP | CT | 100% | FALSE | 2688 | 0 | 0 | 0 | 0 | 0 | 0 | 0 | 2688 | 0 | 0 | 0 | 0
60227 | BJ's Wholesale Club Inc Dist Center | Three Rivers Solar I, LLC | NJ | 100% | FALSE | 2299 | 0 | 0 | 0 | 0 | 0 | 0 | 0 | 2299 | 0 | 0 | 0 | 0
60228 | Conn Mun Electric Energy Coop | Dom Solar Lessor I, LP | CT | 100% | FALSE | 957 | 0 | 0 | 0 | 0 | 0 | 0 | 0 | 957 | 0 | 0 | 0 | 0
60229 | Orange County Solar Farm (NY) | Three Rivers Solar I, LLC | NY | 100% | FALSE | 994 | 0 | 0 | 0 | 0 | 0 | 0 | 0 | 994 | 0 | 0 | 0 | 0
60231 | Genentech-Oceanside | Dom Solar Lessor I, LP | CA | 100% | FALSE | 6719 | 0 | 0 | 0 | 0 | 0 | 0 | 0 | 6719 | 0 | 0 | 0 | 0
60277 | Castor Solar | GL Castor I, LLC | CA | 100% | FALSE | 2782 | 0 | 0 | 0 | 0 | 0 | 0 | 0 | 2782 | 0 | 0 | 0 | 0
60303 | Sumrall II Solar Farm | Renewables Pipeline Parent, LLC | MS | 100% | FALSE | 4019 | 0 | 0 | 0 | 0 | 0 | 0 | 0 | 4019 | 0 | 0 | 0 | 0
60320 | Jeffco CSG, LLC | Jeffco Community Solar Gardens LLC | CO | 100% | FALSE | 2400 | 0 | 0 | 0 | 0 | 0 | 0 | 0 | 2400 | 0 | 0 | 0 | 0
60321 | Windpark Unlimited 2 | American Refining and Biochemical, Inc | CA | 100% | FALSE | 24396 | 0 | 0 | 0 | 0 | 0 | 0 | 0 | 24396 | 0 | 0 | 0 | 0
60349 | Hill AFB LFG Facility, Bldg #737 | U.S. Air Force, Hill AFB | UT | 100% | FALSE | 9956 | 0 | 0 | 0 | 0 | 0 | 0 | 9956 | 0 | 0 | 0 | 0 | 0
60365 | Vulcraft Solar | Soltage VUL 1600 Chemung, LLC | NY | 100% | FALSE | 2314 | 0 | 0 | 0 | 0 | 0 | 0 | 0 | 2314 | 0 | 0 | 0 | 0
6040 | Beaver Valley | FirstEnergy | PA | 100% | TRUE | 15311507 | 0 | 0 | 0 | 0 | 15311507 | 0 | 0 | 0 | 0 | 0 | 0 | 0
60411 | Coventry Photovoltaic, LLC | Coventry Photovoltaic, LLC | VT | 100% | FALSE | 2817 | 0 | 0 | 0 | 0 | 0 | 0 | 0 | 2817 | 0 | 0 | 0 | 0
60426 | RCWD PV Project | Wells Fargo Equipment Finance Inc | CA | 100% | FALSE | 9030 | 0 | 0 | 0 | 0 | 0 | 0 | 0 | 9030 | 0 | 0 | 0 | 0
60427 | CoServ Solar Station | Renewable Energy Alternatives, LLC | TX | 100% | FALSE | 3727 | 0 | 0 | 0 | 0 | 0 | 0 | 0 | 3727 | 0 | 0 | 0 | 0
60432 | Three Peaks Power | CRE-Three Peaks Utah LLC | UT | 100% | FALSE | 220677 | 0 | 0 | 0 | 0 | 0 | 0 | 0 | 220677 | 0 | 0 | 0 | 0
60438 | Whitakers Farm (Fisher Rd) | Howell Midland Farm, LLC | NC | 100% | FALSE | 6481 | 0 | 0 | 0 | 0 | 0 | 0 | 0 | 6481 | 0 | 0 | 0 | 0
60461 | The Clorox Company | Solar Integrated Fund IV-A, LLC | MD | 100% | FALSE | 2568 | 0 | 0 | 0 | 0 | 0 | 0 | 0 | 2568 | 0 | 0 | 0 | 0
60462 | Onondaga County- Clearwater | Dom Solar Lessor I, LP | NY | 100% | FALSE | 1118 | 0 | 0 | 0 | 0 | 0 | 0 | 0 | 1118 | 0 | 0 | 0 | 0
60465 | Chesapeake College | Solar Integrated Fund IV-A, LLC | MD | 100% | FALSE | 2305 | 0 | 0 | 0 | 0 | 0 | 0 | 0 | 2305 | 0 | 0 | 0 | 0
60474 | Bayshore Solar B, LLC | Bayshore Solar B LLC | CA | 100% | FALSE | 4579 | 0 | 0 | 0 | 0 | 0 | 0 | 0 | 4579 | 0 | 0 | 0 | 0
60475 | Bayshore Solar C, LLC | Bayshore Solar C LLC | CA | 100% | FALSE | 3893 | 0 | 0 | 0 | 0 | 0 | 0 | 0 | 3893 | 0 | 0 | 0 | 0
60481 | Bayshore Solar A, LLC | Bayshore Solar A LLC | CA | 100% | FALSE | 3647 | 0 | 0 | 0 | 0 | 0 | 0 | 0 | 3647 | 0 | 0 | 0 | 0
60492 | Rail Trail | RT MA Solar, LLC | MA | 100% | FALSE | 3113 | 0 | 0 | 0 | 0 | 0 | 0 | 0 | 3113 | 0 | 0 | 0 | 0
60493 | Rising Paper | RP MA Solar, LLC | MA | 100% | FALSE | 3469.95 | 0 | 0 | 0 | 0 | 0 | 0 | 0 | 3469.95 | 0 | 0 | 0 | 0
60494 | Hampden | HA MA Solar, LLC | MA | 100% | FALSE | 4084 | 0 | 0 | 0 | 0 | 0 | 0 | 0 | 4084 | 0 | 0 | 0 | 0
60495 | Little Bay | LB RI Solar, LLC | RI | 100% | FALSE | 1518 | 0 | 0 | 0 | 0 | 0 | 0 | 0 | 1518 | 0 | 0 | 0 | 0
60496 | MEBA | MEBA Solar I, LLC | MD | 100% | FALSE | 2663 | 0 | 0 | 0 | 0 | 0 | 0 | 0 | 2663 | 0 | 0 | 0 | 0
60498 | Shirley Water | SWD Solar, LLC | MA | 100% | FALSE | 2869 | 0 | 0 | 0 | 0 | 0 | 0 | 0 | 2869 | 0 | 0 | 0 | 0
60519 | Albany Solar | Albany Solar, LLC | MN | 100% | FALSE | 10562 | 0 | 0 | 0 | 0 | 0 | 0 | 0 | 10562 | 0 | 0 | 0 | 0
60520 | Annandale Solar | Annandale Solar, LLC | MN | 100% | FALSE | 10052 | 0 | 0 | 0 | 0 | 0 | 0 | 0 | 10052 | 0 | 0 | 0 | 0
60521 | Atwater Solar | Atwater Solar, LLC | MN | 100% | FALSE | 6085 | 0 | 0 | 0 | 0 | 0 | 0 | 0 | 6085 | 0 | 0 | 0 | 0
60522 | Chisago Solar | Chisago Solar, LLC | MN | 100% | FALSE | 10650 | 0 | 0 | 0 | 0 | 0 | 0 | 0 | 10650 | 0 | 0 | 0 | 0
60523 | Dodge Center Solar | Dodge Center Distributed Solar, LLC | MN | 100% | FALSE | 9619 | 0 | 0 | 0 | 0 | 0 | 0 | 0 | 9619 | 0 | 0 | 0 | 0
60524 | Eastwood Solar | Eastwood Solar, LLC | MN | 100% | FALSE | 7317 | 0 | 0 | 0 | 0 | 0 | 0 | 0 | 7317 | 0 | 0 | 0 | 0
60525 | Hastings Solar | Hastings Solar, LLC | MN | 100% | FALSE | 6319 | 0 | 0 | 0 | 0 | 0 | 0 | 0 | 6319 | 0 | 0 | 0 | 0
60526 | Lake Emily Solar | Lake Emily Solar, LLC | MN | 100% | FALSE | 5947 | 0 | 0 | 0 | 0 | 0 | 0 | 0 | 5947 | 0 | 0 | 0 | 0
60527 | Lake Pulaski Solar | Lake Pulaski Solar, LLC | MN | 100% | FALSE | 9591 | 0 | 0 | 0 | 0 | 0 | 0 | 0 | 9591 | 0 | 0 | 0 | 0
60528 | Lawrence Creek Solar | Lawrence Creek Solar, LLC | MN | 100% | FALSE | 5307 | 0 | 0 | 0 | 0 | 0 | 0 | 0 | 5307 | 0 | 0 | 0 | 0
60529 | Montrose Solar | Montrose Solar, LLC | MN | 100% | FALSE | 5032 | 0 | 0 | 0 | 0 | 0 | 0 | 0 | 5032 | 0 | 0 | 0 | 0
60530 | Paynesville Solar | Paynesville Solar, LLC | MN | 100% | FALSE | 11400 | 0 | 0 | 0 | 0 | 0 | 0 | 0 | 11400 | 0 | 0 | 0 | 0
60531 | Pine Island Solar | Waseca Solar, LLC | MN | 100% | FALSE | 6225 | 0 | 0 | 0 | 0 | 0 | 0 | 0 | 6225 | 0 | 0 | 0 | 0
60532 | Waseca Solar | Waseca Solar, LLC | MN | 100% | FALSE | 8442 | 0 | 0 | 0 | 0 | 0 | 0 | 0 | 8442 | 0 | 0 | 0 | 0
60533 | West Faribault Solar | West Faribault Solar, LLC | MN | 100% | FALSE | 8870 | 0 | 0 | 0 | 0 | 0 | 0 | 0 | 8870 | 0 | 0 | 0 | 0
60534 | West Waconia Solar | West Waconia Solar, LLC | MN | 100% | FALSE | 9732 | 0 | 0 | 0 | 0 | 0 | 0 | 0 | 9732 | 0 | 0 | 0 | 0
60546 | KIUC Kapaia PV and BA Storage Project | Dom Solar Lessor I, LP | HI | 100% | FALSE | 13256 | 0 | 0 | 0 | 0 | 0 | 0 | 0 | 13256 | 0 | 0 | 0 | 0
60547 | GMP Solar - Richmond | GMP VT Solar LLC | VT | 100% | FALSE | 2773 | 0 | 0 | 0 | 0 | 0 | 0 | 0 | 2773 | 0 | 0 | 0 | 0
60558 | Solar Blythe 2 | NRG | CA | 100% | TRUE | 47921 | 0 | 0 | 0 | 0 | 0 | 0 | 0 | 47921 | 0 | 0 | 0 | 0
60562 | GMP Solar - Panton | GMP VT Solar LLC | VT | 100% | FALSE | 8524 | 0 | 0 | 0 | 0 | 0 | 0 | 0 | 8524 | 0 | 0 | 0 | 0
60576 | Wadesboro Farm 3 | Strata Solar, LLC | NC | 100% | FALSE | 10294 | 0 | 0 | 0 | 0 | 0 | 0 | 0 | 10294 | 0 | 0 | 0 | 0
60597 | Wayne Solar III LLC | Wayne Solar III, LLC | NC | 100% | FALSE | 9043 | 0 | 0 | 0 | 0 | 0 | 0 | 0 | 9043 | 0 | 0 | 0 | 0
60598 | Wayne Solar II LLC | Wayne Solar II, LLC | NC | 100% | FALSE | 9156 | 0 | 0 | 0 | 0 | 0 | 0 | 0 | 9156 | 0 | 0 | 0 | 0
60599 | Duplin Solar I LLC (160 Houston Lane) | Duplin Solar I, LLC | NC | 100% | FALSE | 9092 | 0 | 0 | 0 | 0 | 0 | 0 | 0 | 9092 | 0 | 0 | 0 | 0
60602 | Wayne Solar I LLC | Wayne Solar I, LLC | NC | 100% | FALSE | 9193 | 0 | 0 | 0 | 0 | 0 | 0 | 0 | 9193 | 0 | 0 | 0 | 0
60604 | Wye Mills VNEM | Three Rivers Solar II, LLC | MD | 100% | FALSE | 20555 | 0 | 0 | 0 | 0 | 0 | 0 | 0 | 20555 | 0 | 0 | 0 | 0
60607 | CMEEC - Polaris Park Solar | Dom Solar Lessor I, LP | CT | 100% | FALSE | 0 | 0 | 0 | 0 | 0 | 0 | 0 | 0 | 0 | 0 | 0 | 0 | 0
60608 | CMEEC - Navy NE Trident | Dom Solar Lessor I, LP | CT | 100% | FALSE | 428 | 0 | 0 | 0 | 0 | 0 | 0 | 0 | 428 | 0 | 0 | 0 | 0
60609 | CMEEC - Norwich Stott St Solar | Dom Solar Lessor I, LP | CT | 100% | FALSE | 4313 | 0 | 0 | 0 | 0 | 0 | 0 | 0 | 4313 | 0 | 0 | 0 | 0
60612 | Morin Solar 2013 LLC | Morin Solar 2013, LLC | MA | 100% | FALSE | 6625 | 0 | 0 | 0 | 0 | 0 | 0 | 0 | 6625 | 0 | 0 | 0 | 0
60613 | Brookfield Solar 2013 LLC | Brookfield Solar 2013, LLC | MA | 100% | FALSE | 3146 | 0 | 0 | 0 | 0 | 0 | 0 | 0 | 3146 | 0 | 0 | 0 | 0
60614 | WYM 1250 Palmer LLC | WYM 1250 Palmer, LLC | MA | 100% | FALSE | 1489 | 0 | 0 | 0 | 0 | 0 | 0 | 0 | 1489 | 0 | 0 | 0 | 0
60615 | Southern Sky Renew Energy Berkley LLC | Southern Sky Renewable Energy Berkley, LLC | MA | 100% | FALSE | 4353 | 0 | 0 | 0 | 0 | 0 | 0 | 0 | 4353 | 0 | 0 | 0 | 0
60620 | Ninnescah Wind Energy, LLC | NextEra Energy | KS | 100% | TRUE | 929143 | 0 | 0 | 0 | 0 | 0 | 0 | 0 | 929143 | 0 | 0 | 0 | 0
60639 | Kingman Wind | NextEra Energy | KS | 100% | TRUE | 896586 | 0 | 0 | 0 | 0 | 0 | 0 | 0 | 896586 | 0 | 0 | 0 | 0
60644 | West Brookfield Solar, LLC | West Brookfield Solar, LLC | MA | 100% | FALSE | 2081 | 0 | 0 | 0 | 0 | 0 | 0 | 0 | 2081 | 0 | 0 | 0 | 0
60652 | Dickinson Solar Array | Farm Credit Leasing Service Corp | MN | 100% | FALSE | 2469 | 0 | 0 | 0 | 0 | 0 | 0 | 0 | 2469 | 0 | 0 | 0 | 0
60653 | Belchertown | BE MA Solar, LLC | MA | 100% | FALSE | 1442 | 0 | 0 | 0 | 0 | 0 | 0 | 0 | 1442 | 0 | 0 | 0 | 0
60655 | Rock Creek Wind Project | Rock Creek Wind, LLC | MO | 100% | FALSE | 199141 | 0 | 0 | 0 | 0 | 0 | 0 | 0 | 199141 | 0 | 0 | 0 | 0
60694 | WakeSun CSG, LLC | WakeSun LLC | MN | 100% | FALSE | 5023 | 0 | 0 | 0 | 0 | 0 | 0 | 0 | 5023 | 0 | 0 | 0 | 0
60695 | BentonSun CSG, LLC | BentonSun, LLC | MN | 100% | FALSE | 8526 | 0 | 0 | 0 | 0 | 0 | 0 | 0 | 8526 | 0 | 0 | 0 | 0
60696 | Four Peaks Camino Real | Four Peaks Energy Inc | NM | 50% | FALSE | 312 | 0 | 0 | 0 | 0 | 0 | 0 | 312 | 0 | 0 | 0 | 0 | 0
60703 | Green City Recovery, LLC | Toyota Motor Manufacturing, Kentucky, Inc. | KY | 100% | FALSE | 5024 | 0 | 0 | 0 | 0 | 0 | 0 | 5024 | 0 | 0 | 0 | 0 | 0
60704 | Trenton Solar Farm (MO) | MCP-Trenton, LLC | MO | 100% | FALSE | 4677 | 0 | 0 | 0 | 0 | 0 | 0 | 0 | 4677 | 0 | 0 | 0 | 0
60705 | Rolla Solar Farm (MO) | MCP-Rolla, LLC | MO | 100% | FALSE | 4604 | 0 | 0 | 0 | 0 | 0 | 0 | 0 | 4604 | 0 | 0 | 0 | 0
60706 | Waynesville Solar Farm (MO) | MCP-Waynesville, LLC | MO | 100% | FALSE | 4747 | 0 | 0 | 0 | 0 | 0 | 0 | 0 | 4747 | 0 | 0 | 0 | 0
60707 | Marshall Solar Farm (MO) | MCP-Marshall, LLC | MO | 100% | FALSE | 4551 | 0 | 0 | 0 | 0 | 0 | 0 | 0 | 4551 | 0 | 0 | 0 | 0
60741 | Old Midville Solar | Hecate Energy Old Midville Road, LLC | GA | 100% | FALSE | 22053 | 0 | 0 | 0 | 0 | 0 | 0 | 0 | 22053 | 0 | 0 | 0 | 0
60753 | Shirley Landfill | SL MA Solar, LLC | MA | 100% | FALSE | 801 | 0 | 0 | 0 | 0 | 0 | 0 | 0 | 801 | 0 | 0 | 0 | 0
60754 | DDR Shoppers World | SW MA Solar, LLC | MA | 100% | FALSE | 30.69 | 0 | 0 | 0 | 0 | 0 | 0 | 0 | 30.69 | 0 | 0 | 0 | 0
60755 | Spartan | North Hanover Solar W2-082, LLC | NJ | 100% | FALSE | 10578 | 0 | 0 | 0 | 0 | 0 | 0 | 0 | 10578 | 0 | 0 | 0 | 0
60756 | Meadow Solar | MD MA Solar, LLC | MA | 100% | FALSE | 4133 | 0 | 0 | 0 | 0 | 0 | 0 | 0 | 4133 | 0 | 0 | 0 | 0
60757 | Cedarville CSG | REDP Cedarville Solar I LLC | MA | 20% | FALSE | 258.6 | 0 | 0 | 0 | 0 | 0 | 0 | 0 | 258.6 | 0 | 0 | 0 | 0
60757 | Cedarville CSG | Cedarville Solar Phase II, LLC | MA | 40% | FALSE | 517.2 | 0 | 0 | 0 | 0 | 0 | 0 | 0 | 517.2 | 0 | 0 | 0 | 0
60757 | Cedarville CSG | Cedarville Solar III, LLC | MA | 40% | FALSE | 517.2 | 0 | 0 | 0 | 0 | 0 | 0 | 0 | 517.2 | 0 | 0 | 0 | 0
60791 | SunAnza | Sierra Southwest Cooperative | CA | 100% | FALSE | 2717 | 0 | 0 | 0 | 0 | 0 | 0 | 0 | 2717 | 0 | 0 | 0 | 0
60815 | Hampshire College | Dom Solar Lessor I, LP | MA | 100% | FALSE | 0 | 0 | 0 | 0 | 0 | 0 | 0 | 0 | 0 | 0 | 0 | 0 | 0
60817 | Sullivan County - Adult Care Solar | Dom Solar Lessor I, LP | NY | 100% | FALSE | 1591 | 0 | 0 | 0 | 0 | 0 | 0 | 0 | 1591 | 0 | 0 | 0 | 0
60821 | Weber State University - Davis Campus PV | Dom Solar Lessor I, LP | UT | 100% | FALSE | 0 | 0 | 0 | 0 | 0 | 0 | 0 | 0 | 0 | 0 | 0 | 0 | 0
60822 | Intel - Ocotillo Campus Solar | Dom Solar Lessor I, LP | AZ | 100% | FALSE | 0 | 0 | 0 | 0 | 0 | 0 | 0 | 0 | 0 | 0 | 0 | 0 | 0
60823 | South Sioux City Solar | Dom Solar Lessor I, LP | NE | 100% | FALSE | 2787 | 0 | 0 | 0 | 0 | 0 | 0 | 0 | 2787 | 0 | 0 | 0 | 0
60824 | Valley Sanitary District WTP Solar | Dom Solar Lessor I, LP | CA | 100% | FALSE | 1353 | 0 | 0 | 0 | 0 | 0 | 0 | 0 | 1353 | 0 | 0 | 0 | 0
60844 | Genentech Vacaville Meter #1 | Dom Solar Lessor I, LP | CA | 100% | FALSE | 9242 | 0 | 0 | 0 | 0 | 0 | 0 | 0 | 9242 | 0 | 0 | 0 | 0
60847 | Garrett County - DPU Treatment Plant | Dom Solar Lessor I, LP | MD | 100% | FALSE | 0 | 0 | 0 | 0 | 0 | 0 | 0 | 0 | 0 | 0 | 0 | 0 | 0
60860 | VEC Alburgh Array | SoCore VT Alburgh LLC | VT | 100% | FALSE | 1483 | 0 | 0 | 0 | 0 | 0 | 0 | 0 | 1483 | 0 | 0 | 0 | 0
60874 | GMP Solar - Hartford | GMP VT Solar LLC | VT | 100% | FALSE | 7334 | 0 | 0 | 0 | 0 | 0 | 0 | 0 | 7334 | 0 | 0 | 0 | 0
60875 | GMP Solar - Williston | GMP VT Solar LLC | VT | 100% | FALSE | 6796 | 0 | 0 | 0 | 0 | 0 | 0 | 0 | 6796 | 0 | 0 | 0 | 0
60876 | Eastern Iowa Solar | Farm Credit Leasing Service Corp | IA | 100% | FALSE | 3102 | 0 | 0 | 0 | 0 | 0 | 0 | 0 | 3102 | 0 | 0 | 0 | 0
60877 | GMP Solar - Williamstown | GMP VT Solar LLC | VT | 100% | FALSE | 7063 | 0 | 0 | 0 | 0 | 0 | 0 | 0 | 7063 | 0 | 0 | 0 | 0
60887 | Sauk DPC Solar | SoCore 2016 ProjectCo-W3 LLC | WI | 100% | FALSE | 1523 | 0 | 0 | 0 | 0 | 0 | 0 | 0 | 1523 | 0 | 0 | 0 | 0
60888 | Lafayette DPC Solar | SoCore 2016 ProjectCo-W4 LLC | WI | 100% | FALSE | 746 | 0 | 0 | 0 | 0 | 0 | 0 | 0 | 746 | 0 | 0 | 0 | 0
60889 | Conrath DPC Solar | SoCore 2016 ProjectCo-W1 LLC | WI | 100% | FALSE | 754 | 0 | 0 | 0 | 0 | 0 | 0 | 0 | 754 | 0 | 0 | 0 | 0
60890 | Warren DPC Solar | SoCore 2016 ProjectCo-W9 LLC | WI | 100% | FALSE | 2281 | 0 | 0 | 0 | 0 | 0 | 0 | 0 | 2281 | 0 | 0 | 0 | 0
60891 | Liberty Pole DPC Solar | SoCore 2016 ProjectCo-W11 LLC | WI | 100% | FALSE | 1245 | 0 | 0 | 0 | 0 | 0 | 0 | 0 | 1245 | 0 | 0 | 0 | 0
60892 | Downsville DPC Solar | SoCore 2016 ProjectCo-W2 LLC | WI | 100% | FALSE | 1501 | 0 | 0 | 0 | 0 | 0 | 0 | 0 | 1501 | 0 | 0 | 0 | 0
60893 | Mt. Hope DPC Solar | SoCore 2016 ProjectCo-W5 LLC | WI | 100% | FALSE | 1864 | 0 | 0 | 0 | 0 | 0 | 0 | 0 | 1864 | 0 | 0 | 0 | 0
60894 | Medford DPC Solar | SoCore 2016 ProjectCo-W10 LLC | WI | 100% | FALSE | 2845 | 0 | 0 | 0 | 0 | 0 | 0 | 0 | 2845 | 0 | 0 | 0 | 0
60895 | Whistling Winds DPC Solar | SoCore 2016 ProjectCo-W7 LLC | WI | 100% | FALSE | 1502 | 0 | 0 | 0 | 0 | 0 | 0 | 0 | 1502 | 0 | 0 | 0 | 0
60924 | Ozarks Natural Energy | Today's Power, Inc. | AR | 100% | FALSE | 1723 | 0 | 0 | 0 | 0 | 0 | 0 | 0 | 1723 | 0 | 0 | 0 | 0
60935 | GRE Marshan Solar | SoCore 2016 ProjectCo-W1 LLC | MN | 100% | FALSE | 133 | 0 | 0 | 0 | 0 | 0 | 0 | 0 | 133 | 0 | 0 | 0 | 0
60953 | Owens Valley Solar Project 11 | Munro Valley Solar LLC | CA | 100% | FALSE | 2930 | 0 | 0 | 0 | 0 | 0 | 0 | 0 | 2930 | 0 | 0 | 0 | 0
60954 | VEC Magee Hill Solar | SoCore 2016 ProjectCo-W1 LLC | VT | 100% | FALSE | 30 | 0 | 0 | 0 | 0 | 0 | 0 | 0 | 30 | 0 | 0 | 0 | 0
60955 | Strawberry Point DPC Solar | SoCore 2016 ProjectCo-W1 LLC | IA | 100% | FALSE | 19 | 0 | 0 | 0 | 0 | 0 | 0 | 0 | 19 | 0 | 0 | 0 | 0
60956 | Westar Cities Solar | SoCore 2016 ProjectCo-W1 LLC | KS | 100% | FALSE | 1118 | 0 | 0 | 0 | 0 | 0 | 0 | 0 | 1118 | 0 | 0 | 0 | 0
60957 | Sand Lake DPC Solar | SoCore 2016 ProjectCo-W1 LLC | WI | 100% | FALSE | 65 | 0 | 0 | 0 | 0 | 0 | 0 | 0 | 65 | 0 | 0 | 0 | 0
60960 | Hyperion Treatment Plant CHP Plant | City of Los Angeles | CA | 100% | FALSE | 72699.34 | 12363.996 | 0 | 12363.996 | 0 | 0 | 0 | 60335.344 | 0 | 6410.8991 | 0 | 0 | 0
60964 | Apache Solar 1 | Sierra Southwest Cooperative | AZ | 100% | FALSE | 13024 | 0 | 0 | 0 | 0 | 0 | 0 | 0 | 13024 | 0 | 0 | 0 | 0
60967 | Onyx - Lamphear Road | Janus Solar Fund LP | NY | 100% | FALSE | 2932 | 0 | 0 | 0 | 0 | 0 | 0 | 0 | 2932 | 0 | 0 | 0 | 0
60971 | Michael Solar | SoCore 2016 ProjectCo-W1 LLC | MN | 100% | FALSE | 629 | 0 | 0 | 0 | 0 | 0 | 0 | 0 | 629 | 0 | 0 | 0 | 0
60978 | CSUF State College | Wells Fargo Equipment Finance Inc | CA | 100% | FALSE | 1331 | 0 | 0 | 0 | 0 | 0 | 0 | 0 | 1331 | 0 | 0 | 0 | 0
60979 | CSUF Nutwood Solar | Wells Fargo Equipment Finance Inc | CA | 100% | FALSE | 2417 | 0 | 0 | 0 | 0 | 0 | 0 | 0 | 2417 | 0 | 0 | 0 | 0
61012 | Mill Seat Renewable Energy Facility | Monroe County (NY) | NY | 100% | FALSE | 52632 | 0 | 0 | 0 | 0 | 0 | 0 | 52632 | 0 | 0 | 0 | 0 | 0
61058 | Kramer Solar CSG | Nordic Solar, LLC | MN | 100% | FALSE | 29 | 0 | 0 | 0 | 0 | 0 | 0 | 0 | 29 | 0 | 0 | 0 | 0
61092 | Independence Solar Farm | MCP-Independence, LLC | MO | 100% | FALSE | 4640 | 0 | 0 | 0 | 0 | 0 | 0 | 0 | 4640 | 0 | 0 | 0 | 0
61107 | Vanadium Redox Flow Battery Plant | Sumitomo | CA | 100% | FALSE | 440 | 0 | 0 | 0 | 0 | 0 | 0 | 440 | 0 | 0 | 0 | 0 | 0
61135 | Lebanon Solar Farm (MO) | MCP-Lebanon, LLC | MO | 100% | FALSE | 1060 | 0 | 0 | 0 | 0 | 0 | 0 | 0 | 1060 | 0 | 0 | 0 | 0
61140 | CF Novel Solar CSG Gardens Two, LLC | CF Novel Solar Gardens Two LLC | MN | 100% | FALSE | 0 | 0 | 0 | 0 | 0 | 0 | 0 | 0 | 0 | 0 | 0 | 0 | 0
61141 | CF Novel Solar CSG Gardens Eleven, LLC | CF Novel Solar Gardens Eleven LLC | MN | 100% | FALSE | 0 | 0 | 0 | 0 | 0 | 0 | 0 | 0 | 0 | 0 | 0 | 0 | 0
61152 | Intel Folsom Phase 3 | Three Rivers Solar I, LLC | CA | 100% | FALSE | 8539 | 0 | 0 | 0 | 0 | 0 | 0 | 0 | 8539 | 0 | 0 | 0 | 0
61153 | AT&T Holger | KeyBank | CA | 100% | FALSE | 10879 | 10879 | 0 | 10879 | 0 | 0 | 0 | 0 | 0 | 4049.9148 | 0 | 0 | 0
61154 | AT&T Anaheim | Wells Fargo | CA | 100% | FALSE | 10401 | 10401 | 0 | 10401 | 0 | 0 | 0 | 0 | 0 | 3867.334 | 0 | 0 | 0
61165 | Columbus Solar Project | Affordable Solar Silver City, LLC | NM | 100% | FALSE | 960 | 0 | 0 | 0 | 0 | 0 | 0 | 0 | 960 | 0 | 0 | 0 | 0
61194 | Barker Solar, LLC | Barker Solar, LLC | NC | 100% | FALSE | 156 | 0 | 0 | 0 | 0 | 0 | 0 | 0 | 156 | 0 | 0 | 0 | 0
61195 | 231 Dixon 74 Solar I, LLC | 231 Dixon 74 Solar I, LLC | NC | 100% | FALSE | 1207 | 0 | 0 | 0 | 0 | 0 | 0 | 0 | 1207 | 0 | 0 | 0 | 0
61196 | Mill Pond Solar Farm, LLC | Mill Pond Solar Farm, LLC | NC | 100% | FALSE | 1863 | 0 | 0 | 0 | 0 | 0 | 0 | 0 | 1863 | 0 | 0 | 0 | 0
61197 | Pima Energy Storage System | NextEra Energy | AZ | 100% | TRUE | 0 | 0 | 0 | 0 | 0 | 0 | 0 | 0 | 0 | 0 | 0 | 0 | 0
61199 | T0588 Phoenix - AZ | Project Company Phase II-T LLC | AZ | 100% | FALSE | 1931 | 0 | 0 | 0 | 0 | 0 | 0 | 0 | 1931 | 0 | 0 | 0 | 0
61205 | Bandera Electric Coop PV | SoCore Bandera LLC | TX | 100% | FALSE | 2765 | 0 | 0 | 0 | 0 | 0 | 0 | 0 | 2765 | 0 | 0 | 0 | 0
61206 | Onyx - Allen Harim | Janus Solar Fund LP | DE | 100% | FALSE | 1198 | 0 | 0 | 0 | 0 | 0 | 0 | 0 | 1198 | 0 | 0 | 0 | 0
61207 | Green Island Hydroelectric Station | Green Island Power Authority | NY | 100% | FALSE | 41138 | 0 | 0 | 0 | 0 | 0 | 41138 | 0 | 0 | 0 | 0 | 0 | 0
61218 | Broadridge Solar, LLC | Broadridge Solar, LLC | NC | 100% | FALSE | 352 | 0 | 0 | 0 | 0 | 0 | 0 | 0 | 352 | 0 | 0 | 0 | 0
61223 | Chillicothe Solar Farm | MCP-Chillicothe, LLC | MO | 100% | FALSE | 2121 | 0 | 0 | 0 | 0 | 0 | 0 | 0 | 2121 | 0 | 0 | 0 | 0
61266 | Orme Park Water Treatment Plant | Indiana American Water Co. | IN | 100% | FALSE | 0 | 0 | 0 | 0 | 0 | 0 | 0 | 0 | 0 | 0 | 0 | 0 | 0
61267 | Hurricane Creek Lift Station | City of Greenwood | IN | 100% | FALSE | 0 | 0 | 0 | 0 | 0 | 0 | 0 | 0 | 0 | 0 | 0 | 0 | 0
61313 | BPU Solar Farm | MCP-KCBPU, LLC | KS | 100% | FALSE | 425 | 0 | 0 | 0 | 0 | 0 | 0 | 0 | 425 | 0 | 0 | 0 | 0
61316 | Higginsville Solar Farm | MCP-Higginsville, LLC | MO | 100% | FALSE | 279 | 0 | 0 | 0 | 0 | 0 | 0 | 0 | 279 | 0 | 0 | 0 | 0
61319 | Port of LA Solar FiT Project | Exelon | CA | 100% | TRUE | 1866 | 0 | 0 | 0 | 0 | 0 | 0 | 0 | 1866 | 0 | 0 | 0 | 0
61348 | Westmont 400A | Westmont Solar II | CA | 100% | FALSE | 1460 | 0 | 0 | 0 | 0 | 0 | 0 | 0 | 1460 | 0 | 0 | 0 | 0
61379 | DodgeSun CSG | Nordic Solar, LLC | MN | 100% | FALSE | 99 | 0 | 0 | 0 | 0 | 0 | 0 | 0 | 99 | 0 | 0 | 0 | 0
61381 | Koppelman Sun CSG | Nordic Solar, LLC | MN | 100% | FALSE | 663 | 0 | 0 | 0 | 0 | 0 | 0 | 0 | 663 | 0 | 0 | 0 | 0
61383 | Rengstorf Solar CSG | Nordic Solar, LLC | MN | 100% | FALSE | 665 | 0 | 0 | 0 | 0 | 0 | 0 | 0 | 665 | 0 | 0 | 0 | 0
61418 | Valencia 1 Solar CA | Green Light FIT 2, LLC | CA | 100% | FALSE | 1226 | 0 | 0 | 0 | 0 | 0 | 0 | 0 | 1226 | 0 | 0 | 0 | 0
61421 | Madera 1 PV | GL Madera, LLC | CA | 100% | FALSE | 0 | 0 | 0 | 0 | 0 | 0 | 0 | 0 | 0 | 0 | 0 | 0 | 0
61427 | Richmond CSG | Richmond CSG 1, LLC | MN | 100% | FALSE | 570 | 0 | 0 | 0 | 0 | 0 | 0 | 0 | 570 | 0 | 0 | 0 | 0
6145 | Comanche Peak | Vistra Energy | TX | 100% | TRUE | 16999925 | 0 | 0 | 0 | 0 | 16999925 | 0 | 0 | 0 | 0 | 0 | 0 | 0
6149 | Davis Besse | FirstEnergy | OH | 100% | TRUE | 7875413 | 0 | 0 | 0 | 0 | 7875413 | 0 | 0 | 0 | 0 | 0 | 0 | 0
6156 | New Haven Harbor | PSEG | CT | 28.29% | TRUE | 17462.378 | 17462.378 | 0 | 0 | 17462.378 | 0 | 0 | 0 | 0 | 42794.158 | 31.744 | 23.529 | 0
61562 | Falmouth Landfill Solar | Citizens Solar Holdings V, LLC | MA | 100% | FALSE | 3697 | 0 | 0 | 0 | 0 | 0 | 0 | 0 | 3697 | 0 | 0 | 0 | 0
61594 | Westmont 401 | Westmont Solar II | CA | 100% | FALSE | 367 | 0 | 0 | 0 | 0 | 0 | 0 | 0 | 367 | 0 | 0 | 0 | 0
61596 | Citizens Agawam Landfill Solar | Citizens Solar Holdings V, LLC | MA | 100% | FALSE | 2033 | 0 | 0 | 0 | 0 | 0 | 0 | 0 | 2033 | 0 | 0 | 0 | 0
61597 | Norton Landfill Solar | Citizens Solar Holdings V, LLC | MA | 100% | FALSE | 2029 | 0 | 0 | 0 | 0 | 0 | 0 | 0 | 2029 | 0 | 0 | 0 | 0
61598 | Tyngsborough Solar | Citizens Solar Holdings V, LLC | MA | 100% | FALSE | 3646 | 0 | 0 | 0 | 0 | 0 | 0 | 0 | 3646 | 0 | 0 | 0 | 0
61629 | West Brookfield Solar - Gilbertsville Rd | VH West Brookfield LLC | MA | 100% | FALSE | 3167 | 0 | 0 | 0 | 0 | 0 | 0 | 0 | 3167 | 0 | 0 | 0 | 0
61630 | William G Mennen Sports Solar | Tioga Solar Morris County 1 LLC | NJ | 100% | FALSE | 1366 | 0 | 0 | 0 | 0 | 0 | 0 | 0 | 1366 | 0 | 0 | 0 | 0
61681 | Middle Daisy | Middle Daisy, LLC | NM | 100% | FALSE | 992 | 0 | 0 | 0 | 0 | 0 | 0 | 0 | 992 | 0 | 0 | 0 | 0
61682 | USG 1 | Green Light FIT 2, LLC | CA | 100% | FALSE | 2115 | 0 | 0 | 0 | 0 | 0 | 0 | 0 | 2115 | 0 | 0 | 0 | 0
61683 | USG 2 | Green Light FIT 2, LLC | CA | 100% | FALSE | 2065 | 0 | 0 | 0 | 0 | 0 | 0 | 0 | 2065 | 0 | 0 | 0 | 0
61724 | Onyx - Saratoga Springs Landfill Solar | Solar Mission SunE LLC | NY | 100% | FALSE | 920 | 0 | 0 | 0 | 0 | 0 | 0 | 0 | 920 | 0 | 0 | 0 | 0
61726 | Onyx - Pembroke Landfill Solar | Solar Mission SunE LLC | MA | 100% | FALSE | 135 | 0 | 0 | 0 | 0 | 0 | 0 | 0 | 135 | 0 | 0 | 0 | 0
61727 | Onyx - Brockton Thatcher Landfill Solar | Solar Mission SunE LLC | MA | 100% | FALSE | 1571 | 0 | 0 | 0 | 0 | 0 | 0 | 0 | 1571 | 0 | 0 | 0 | 0
61728 | Barrett Farm Solar - Phase I | Janus Solar Fund LP | CT | 100% | FALSE | 161 | 0 | 0 | 0 | 0 | 0 | 0 | 0 | 161 | 0 | 0 | 0 | 0
61733 | Haywood Solar | Silicon Ranch Corporation | TN | 100% | FALSE | 28 | 0 | 0 | 0 | 0 | 0 | 0 | 0 | 28 | 0 | 0 | 0 | 0
6178 | Coleto Creek | Dynegy | TX | 100% | TRUE | 3900563.033 | 3900563.033 | 3898987.5 | 0 | 1575.533 | 0 | 0 | 0 | 0 | 4218909.36 | 12201.278 | 2636.788 | 33.3
61884 | Kearney NPPD Solar Project | SoCore 2016 ProjectCo 2 LLC | NE | 100% | FALSE | 0 | 0 | 0 | 0 | 0 | 0 | 0 | 0 | 0 | 0 | 0 | 0 | 0
6265 | Swift 2 | PUD No 1 of Cowlitz County | WA | 100% | FALSE | 0 | 0 | 0 | 0 | 0 | 0 | 0 | 0 | 0 | 0 | 0 | 0 | 0
6481 | Intermountain Power Project | Intermountain Power Agency | UT | 100% | TRUE | 8413931.946 | 8413931.946 | 8393741.1 | 0 | 20190.846 | 0 | 0 | 0 | 0 | 8479262.462 | 2483.616 | 9609.692 | 3.1
6521 | Lahontan | US Bureau of Reclamation | NV | 100% | TRUE | 8790 | 0 | 0 | 0 | 0 | 0 | 8790 | 0 | 0 | 0 | 0 | 0 | 0
6584 | Stock Island | Florida Municipal Power Agency | FL | 100% | TRUE | 1385 | 1385 | 0 | 0 | 1385 | 0 | 0 | 0 | 0 | 1467.0928 | 0.054 | 0.57 | 0
6702 | Pelican | City of Pelican | AK | 100% | FALSE | 1902 | 4 | 0 | 0 | 4 | 0 | 1898 | 0 | 0 | 3.424 | 0 | 0 | 0
7164 | Waddell | US Bureau of Reclamation | AZ | 100% | TRUE | 0 | 0 | 0 | 0 | 0 | 0 | 0 | 0 | 0 | 0 | 0 | 0 | 0
7173 | Barrow | North Slope Borough Power & Light | AK | 51.72% | FALSE | 25430.1724 | 25430.1724 | 0 | 25429.7762 | 0.39621 | 0 | 0 | 0 | 0 | 23269.5166 | 0 | 0 | 0
7203 | South Fond Du Lac | WPPI Energy | WI | 50% | FALSE | 9048 | 9048 | 0 | 9042.9175 | 5.0825 | 0 | 0 | 0 | 0 | 7243.403 | 0.0505 | 5.5975 | 0
7238 | Cane Island | Florida Municipal Power Agency | FL | 71.99% | TRUE | 2552055.3933 | 2552055.3933 | 0 | 2551477.6407 | 577.7525 | 0 | 0 | 0 | 0 | 1106874.8431 | 5.5477 | 81.4127 | 0
7318 | Van Sant Station | City of Dover - (DE) | DE | 100% | FALSE | 3681 | 3681 | 0 | 3677.385 | 3.615 | 0 | 0 | 0 | 0 | 3074.5065 | 0.014 | 3.338 | 0
7367 | Bradley Lake | Alaska Energy Authority | AK | 100% | FALSE | 387059 | 0 | 0 | 0 | 0 | 0 | 387059 | 0 | 0 | 0 | 0 | 0 | 0
7526 | Solano Wind | Sacramento Municipal Util Dist | CA | 56.09% | TRUE | 298840.7362 | 0 | 0 | 0 | 0 | 0 | 0 | 0 | 298840.7362 | 0 | 0 | 0 | 0
7527 | Carson Ice-Gen Project | Central Valley Financing Auth | CA | 100% | FALSE | 286634.996 | 276157.091 | 0 | 276157.091 | 0 | 0 | 0 | 10477.905 | 0 | 128439.7791 | 0.834 | 9.982 | 0
7548 | Causey | US Bureau of Reclamation | UT | 100% | TRUE | 7416 | 0 | 0 | 0 | 0 | 0 | 7416 | 0 | 0 | 0 | 0 | 0 | 0
7551 | SCA Cogen 2 | Sacramento Municipal Util Dist | CA | 100% | TRUE | 592782 | 592782 | 0 | 592782 | 0 | 0 | 0 | 0 | 0 | 252205.5141 | 1.617 | 20.889 | 0
7552 | SPA Cogen 3 | Sacramento Municipal Util Dist | CA | 100% | TRUE | 523184 | 523184 | 0 | 523184 | 0 | 0 | 0 | 0 | 0 | 244014.9201 | 1.353 | 42.269 | 0
7759 | Georgetown | Indiana Municipal Power Agency | IN | 50% | FALSE | 36387 | 36387 | 0 | 36387 | 0 | 0 | 0 | 0 | 0 | 58850.719 | 0.297 | 12.277 | 0
7760 | Tilton | The Carlyle Group | IL | 100% | TRUE | 95158 | 95158 | 0 | 95158 | 0 | 0 | 0 | 0 | 0 | 58782.325 | 0.31 | 45.212 | 0
7764 | MPC Generating | The Carlyle Group | GA | 75.05% | TRUE | 10946.0425 | 10946.0425 | 0 | 10600.7232 | 345.3193 | 0 | 0 | 0 | 0 | 6499.0898 | 0.039776 | 7.3677 | 0
7764 | MPC Generating | General Electric | GA | 24.95% | TRUE | 3638.9575 | 3638.9575 | 0 | 3524.1578 | 114.7997 | 0 | 0 | 0 | 0 | 2160.5901 | 0.013224 | 2.4493 | 0
7768 | Sowega Power | Georgia Energy Cooperative | GA | 100% | FALSE | 43452 | 43452 | 0 | 43452 | 0 | 0 | 0 | 0 | 0 | 25545.01 | 0.129 | 20.393 | 0
78 | Snettisham | Alaska Industrial Dev&Exp Auth | AK | 100% | FALSE | 302474 | 0 | 0 | 0 | 0 | 0 | 302474 | 0 | 0 | 0 | 0 | 0 | 0
7813 | Sewell Creek Energy | Smarr EMC | GA | 100% | FALSE | 356120 | 356120 | 0 | 356120 | 0 | 0 | 0 | 0 | 0 | 242600.912 | 1.224 | 123.13 | 0
7829 | Smarr Energy Center | Smarr EMC | GA | 100% | FALSE | 140573 | 140573 | 0 | 140573 | 0 | 0 | 0 | 0 | 0 | 96665.746 | 0.488 | 34.873 | 0
7835 | Essential Power Rock Springs LLC | Old Dominion Electric Coop | MD | 48.51% | FALSE | 232650.0901 | 232650.0901 | 0 | 232650.0901 | 0 | 0 | 0 | 0 | 0 | 143841.1821 | 0.7267 | 38.1504 | 0
7844 | Minnesota River | City of Chaska - (MN) | MN | 100% | FALSE | 436 | 436 | 0 | 436 | 0 | 0 | 0 | 0 | 0 | 321.55 | 0.002 | 0.485 | 0
7858 | MEPI GT Facility | Dynegy | IL | 92.84% | TRUE | 4068.0657 | 4068.0657 | 0 | 4068.0657 | 0 | 0 | 0 | 0 | 0 | 3192.1281 | 0.01671 | 3.7905 | 0
7948 | Lawrence County Station | Wabash Valley Power Assn, Inc | IN | 33.33% | FALSE | 13518 | 13518 | 0 | 13518 | 0 | 0 | 0 | 0 | 0 | 8625.3037 | 0.044 | 6.7103 | 0
8037 | Clifton | Mid-Kansas Electric Company Inc. | KS | 100% | FALSE | 2682 | 2682 | 0 | 2673 | 9 | 0 | 0 | 0 | 0 | 4362.5141 | 0.022 | 5.452 | 0
8063 | DeCordova Steam Electric Station | Vistra Energy | TX | 100% | TRUE | 11818 | 11818 | 0 | 11645.033 | 172.967 | 0 | 0 | 0 | 0 | 9550.6357 | 1.963 | 51.418 | 0
8102 | Gavin Power, LLC | ArcLight Capital | OH | 50% | TRUE | 7815458.008 | 7815458.008 | 7804497.5 | 0 | 10960.508 | 0 | 0 | 0 | 0 | 8062643.8377 | 12712.581 | 3911.5085 | 51.5
8102 | Gavin Power, LLC | The Blackstone Group | OH | 50% | TRUE | 7815458.008 | 7815458.008 | 7804497.5 | 0 | 10960.508 | 0 | 0 | 0 | 0 | 8062643.8377 | 12712.581 | 3911.5085 | 51.5
8223 | Springerville | Tri-State | AZ | 13.13% | TRUE | 1136607.9614 | 1136607.9614 | 1136607.9614 | 0 | 0 | 0 | 0 | 0 | 0 | 1245431.5666 | 784.8598 | 684.7648 | 7.8988
8223 | Springerville | Springerville Unit 3 Holding LLC | AZ | 12.62% | FALSE | 1092035.1002 | 1092035.1002 | 1092035.1002 | 0 | 0 | 0 | 0 | 0 | 0 | 1196591.113 | 754.081 | 657.9113 | 7.5891
8223 | Springerville | Salt River Project | AZ | 25.75% | TRUE | 2228643.0616 | 2228643.0616 | 2228643.0616 | 0 | 0 | 0 | 0 | 0 | 0 | 2442022.6797 | 1538.9407 | 1342.6761 | 15.4879
10 | Greene County | Southern | AL | 17.65% | TRUE | 156139.5329 | 156139.5329 | 0 | 155900.38 | 239.1529 | 0 | 0 | 0 | 0 | 103589.531 | 0.83451 | 102.6529 | 0
26 | E C Gaston | Southern | AL | 26.6% | TRUE | 731973.2 | 731973.2 | 0 | 731900.2 | 73 | 0 | 0 | 0 | 0 | 456436.2984 | 256.469 | 545.7615 | 0
51 | Dolet Hills | CLECO | LA | 50% | TRUE | 991415.485 | 991415.485 | 982819.65 | 8595.835 | 0 | 0 | 0 | 0 | 0 | 1237533.4688 | 4978.558 | 993.877 | 22.4
51 | Dolet Hills | Northeast Texas Elec Coop, Inc | LA | 5.86% | FALSE | 116193.8948 | 116193.8948 | 115186.463 | 1007.4319 | 0 | 0 | 0 | 0 | 0 | 145038.9225 | 583.487 | 116.4824 | 2.6253
51 | Dolet Hills | Oklahoma Municipal Power Authority | LA | 3.9% | FALSE | 77330.4078 | 77330.4078 | 76659.9327 | 670.4751 | 0 | 0 | 0 | 0 | 0 | 96527.6106 | 388.3275 | 77.5224 | 1.7472
51 | Dolet Hills | AEP | LA | 40.24% | TRUE | 797891.1823 | 797891.1823 | 790973.2543 | 6917.928 | 0 | 0 | 0 | 0 | 0 | 995966.9357 | 4006.7435 | 799.8722 | 18.0275
60 | Whelan Energy Center | City of Nebraska City | NE | 3.479% | FALSE | 40515.7172 | 40515.7172 | 40453.2365 | 0 | 62.4807 | 0 | 0 | 0 | 0 | 51773.5276 | 79.1342 | 23.6575 | 0.50872
60 | Whelan Energy Center | Municipal Energy Agency of NE | NE | 27.81% | FALSE | 323769.5553 | 323769.5553 | 323270.2588 | 0 | 499.2965 | 0 | 0 | 0 | 0 | 413733.0688 | 632.378 | 189.052 | 4.0653
60 | Whelan Energy Center | Heartland Consumers Power Dist | NE | 27.81% | FALSE | 323769.5553 | 323769.5553 | 323270.2588 | 0 | 499.2965 | 0 | 0 | 0 | 0 | 413733.0688 | 632.378 | 189.052 | 4.0653
60 | Whelan Energy Center | City of Grand Island - (NE) | NE | 5.215% | FALSE | 60729.053 | 60729.053 | 60635.4006 | 0 | 93.6524 | 0 | 0 | 0 | 0 | 77603.3974 | 118.6144 | 35.4603 | 0.76253
77 | Eklutna Hydro Project | Anchorage Municipal Light and Power | AK | 53.3% | FALSE | 63554.92 | 0 | 0 | 0 | 0 | 0 | 63554.92 | 0 | 0 | 0 | 0 | 0 | 0
77 | Eklutna Hydro Project | Chugach Electric Assn Inc | AK | 30% | FALSE | 35772 | 0 | 0 | 0 | 0 | 0 | 35772 | 0 | 0 | 0 | 0 | 0 | 0
77 | Eklutna Hydro Project | Matanuska Electric Assn Inc | AK | 16.7% | FALSE | 19913.08 | 0 | 0 | 0 | 0 | 0 | 19913.08 | 0 | 0 | 0 | 0 | 0 | 0
127 | Oklaunion | Brownsville Public Utilities Board | TX | 17.97% | FALSE | 299955.7868 | 299955.7868 | 298757.5395 | 0 | 1198.2473 | 0 | 0 | 0 | 0 | 351301.8252 | 177.4877 | 464.7894 | 0.97038
127 | Oklaunion | Oklahoma Municipal Power Authority | TX | 11.72% | FALSE | 195630.5966 | 195630.5966 | 194849.102 | 0 | 781.4946 | 0 | 0 | 0 | 0 | 229118.3857 | 115.7572 | 303.1348 | 0.63288
127 | Oklaunion | AEP | TX | 15.62% | TRUE | 260729.5153 | 260729.5153 | 259687.967 | 0 | 1041.5483 | 0 | 0 | 0 | 0 | 305360.8519 | 154.277 | 404.0072 | 0.84348
127 | Oklaunion | AEP | TX | 54.69% | TRUE | 912887.1442 | 912887.1442 | 909240.3915 | 0 | 3646.7527 | 0 | 0 | 0 | 0 | 1069153.9688 | 540.1671 | 1414.5426 | 2.9533
207 | St Johns River Power Park | NextEra Energy | FL | 20% | TRUE | 1021454.3904 | 1021454.3904 | 1014141.58 | 7312.8104 | 0 | 0 | 0 | 0 | 0 | 1126817.3252 | 702.6758 | 2230.5868 | 9.7863
207 | St Johns River Power Park | JEA | FL | 80% | TRUE | 4085817.5616 | 4085817.5616 | 4056566.32 | 29251.2416 | 0 | 0 | 0 | 0 | 0 | 4507269.3009 | 2810.7032 | 8922.3472 | 39.1451
210 | Wolf Creek Generating Station | Kansas Electric Power Coop Inc | KS | 6% | FALSE | 638879.22 | 0 | 0 | 0 | 0 | 638879.22 | 0 | 0 | 0 | 0 | 0 | 0 | 0
210 | Wolf Creek Generating Station | Great Plains Energy | KS | 47% | TRUE | 5004553.89 | 0 | 0 | 0 | 0 | 5004553.89 | 0 | 0 | 0 | 0 | 0 | 0 | 0
210 | Wolf Creek Generating Station | Westar | KS | 47% | TRUE | 5004553.89 | 0 | 0 | 0 | 0 | 5004553.89 | 0 | 0 | 0 | 0 | 0 | 0 | 0
439 | Don Pedro | Modesto Irrigation District | CA | 31.54% | FALSE | 177679.6438 | 0 | 0 | 0 | 0 | 0 | 177679.6438 | 0 | 0 | 0 | 0 | 0 | 0
439 | Don Pedro | Turlock Irrigation District | CA | 68.46% | FALSE | 385667.3562 | 0 | 0 | 0 | 0 | 0 | 385667.3562 | 0 | 0 | 0 | 0 | 0 | 0
448 | W R Gianelli | US Bureau of Reclamation | CA | 45% | TRUE | 19651.5 | 0 | 0 | 0 | 0 | 0 | 19651.5 | 0 | 0 | 0 | 0 | 0 | 0
448 | W R Gianelli | California Dept. of Water Resources | CA | 55% | FALSE | 24018.5 | 0 | 0 | 0 | 0 | 0 | 24018.5 | 0 | 0 | 0 | 0 | 0 | 0
470 | Comanche (CO) | Holy Cross Energy | CO | 4.192% | FALSE | 388779.7816 | 388779.7816 | 382791.3556 | 5988.426 | 0 | 0 | 0 | 0 | 0 | 442612.8722 | 168.1833 | 209.9644 | 2.9728
470 | Comanche (CO) | Intermountain Rural Elec Assn | CO | 13.27% | FALSE | 1230973.9834 | 1230973.9834 | 1212013.1295 | 18960.8539 | 0 | 0 | 0 | 0 | 0 | 1401423.0068 | 532.5103 | 664.7999 | 9.4125
502 | Holly | Arkansas River Power Authority | CO | 54% | FALSE | 9.18 | 9.18 | 0 | 0 | 9.18 | 0 | 0 | 0 | 0 | 14.5715 | 0 | 0 | 0
525 | Hayden | Berkshire Hathaway Energy | CO | 17.46% | TRUE | 453712.2621 | 453712.2621 | 453179.8672 | 274.4718 | 257.9231 | 0 | 0 | 0 | 0 | 511917.8028 | 321.6255 | 114.445 | 0
525 | Hayden | Xcel | CO | 52.95% | TRUE | 1376204.985 | 1376204.985 | 1374590.1189 | 832.531 | 782.335 | 0 | 0 | 0 | 0 | 1552754.6661 | 975.5581 | 347.136 | 0
525 | Hayden | Salt River Project | CO | 29.59% | TRUE | 768933.7959 | 768933.7959 | 768031.5139 | 465.1642 | 437.1179 | 0 | 0 | 0 | 0 | 867578.2697 | 545.0784 | 193.957 | 0
564 | Stanton Energy Center | Florida Municipal Power Agency | FL | 20.26% | TRUE | 1253423.4157 | 1253423.4157 | 1253423.4157 | 0 | 0 | 0 | 0 | 0 | 0 | 1407823.6863 | 835.0542 | 1345.1641 | 6.7919
564 | Stanton Energy Center | Kissimmee Utility Authority | FL | 1.774% | FALSE | 109765.6407 | 109765.6407 | 109765.6407 | 0 | 0 | 0 | 0 | 0 | 0 | 123286.8853 | 73.1279 | 117.7996 | 0.59479
566 | Millstone | Gaz Metro | CT | 1.002% | FALSE | 165361.6138 | 0 | 0 | 0 | 0 | 165361.6138 | 0 | 0 | 0 | 0 | 0 | 0 | 0
566 | Millstone | Massachusetts Mun Wholes Electric Co | CT | 2.781% | FALSE | 458806.7897 | 0 | 0 | 0 | 0 | 458806.7897 | 0 | 0 | 0 | 0 | 0 | 0 | 0
589 | J C McNeil | City of Burlington Electric - (VT) | VT | 50% | FALSE | 134488.0025 | 451.4975 | 0 | 451.4975 | 0 | 0 | 0 | 134036.505 | 0 | 373.4899 | 0.587 | 69.395 | 0
589 | J C McNeil | Gaz Metro | VT | 31% | FALSE | 83382.5616 | 279.9284 | 0 | 279.9284 | 0 | 0 | 0 | 83102.6331 | 0 | 231.5637 | 0.36394 | 43.0249 | 0
589 | J C McNeil | Vermont Public Power Supply Authority | VT | 19% | FALSE | 51105.441 | 171.5691 | 0 | 171.5691 | 0 | 0 | 0 | 50933.8719 | 0 | 141.9262 | 0.22306 | 26.3701 | 0
649 | Vogtle | Dalton Utilities | GA | 1.6% | FALSE | 306845.808 | 0 | 0 | 0 | 0 | 306845.808 | 0 | 0 | 0 | 0 | 0 | 0 | 0
649 | Vogtle | Southern | GA | 45.7% | TRUE | 8764283.391 | 0 | 0 | 0 | 0 | 8764283.391 | 0 | 0 | 0 | 0 | 0 | 0 | 0
649 | Vogtle | Municipal Elec. Auth. of GA | GA | 22.7% | TRUE | 4353374.901 | 0 | 0 | 0 | 0 | 4353374.901 | 0 | 0 | 0 | 0 | 0 | 0 | 0
649 | Vogtle | Oglethorpe | GA | 30% | TRUE | 5753358.9 | 0 | 0 | 0 | 0 | 5753358.9 | 0 | 0 | 0 | 0 | 0 | 0 | 0
676 | C D McIntosh Jr | Orlando Utilities Comm | FL | 16.34% | TRUE | 547196.56 | 547196.56 | 547196.56 | 0 | 0 | 0 | 0 | 0 | 0 | 637316.378 | 582.0652 | 659.9332 | 1.408
683 | Indian River Plant | Florida Municipal Power Agency | FL | 25.35% | TRUE | 490.7319 | 490.7319 | 0 | 486.7017 | 4.0303 | 0 | 0 | 0 | 0 | 5751.6457 | 0.027882 | 3.1705 | 0
683 | Indian River Plant | Kissimmee Utility Authority | FL | 2.947% | FALSE | 57.0499 | 57.0499 | 0 | 56.5813 | 0.46854 | 0 | 0 | 0 | 0 | 668.6556 | 0.0032415 | 0.36858 | 0
683 | Indian River Plant | Orlando Utilities Comm | FL | 71.71% | TRUE | 1388.2182 | 1388.2182 | 0 | 1376.817 | 11.4012 | 0 | 0 | 0 | 0 | 16270.673 | 0.078876 | 8.9689 | 0
880 | Quad Cities Generating Station | Berkshire Hathaway Energy | IL | 25% | TRUE | 3850466.75 | 0 | 0 | 0 | 0 | 3850466.75 | 0 | 0 | 0 | 0 | 0 | 0 | 0
880 | Quad Cities Generating Station | Exelon | IL | 75% | TRUE | 11551400.25 | 0 | 0 | 0 | 0 | 11551400.25 | 0 | 0 | 0 | 0 | 0 | 0 | 0
887 | Joppa Steam | Dynegy | IL | 80% | TRUE | 3131403.236 | 3131403.236 | 3104821.92 | 26581.316 | 0 | 0 | 0 | 0 | 0 | 3599863.9365 | 8328.1112 | 1973.9832 | 20.4
887 | Joppa Steam | PPL | IL | 20% | TRUE | 782850.809 | 782850.809 | 776205.48 | 6645.329 | 0 | 0 | 0 | 0 | 0 | 899965.9841 | 2082.0278 | 493.4958 | 5.1
917 | Quincy Chute | Quincy-Columbia Basin Irr Dist | WA | 33.33% | FALSE | 10131.6367 | 0 | 0 | 0 | 0 | 0 | 10131.6367 | 0 | 0 | 0 | 0 | 0 | 0
917 | Quincy Chute | East Columbia Basin Irr Dist | WA | 33.33% | FALSE | 10131.6367 | 0 | 0 | 0 | 0 | 0 | 10131.6367 | 0 | 0 | 0 | 0 | 0 | 0
917 | Quincy Chute | South Columbia Basin Irr Dist | WA | 33.34% | FALSE | 10134.6765 | 0 | 0 | 0 | 0 | 0 | 10134.6765 | 0 | 0 | 0 | 0 | 0 | 0
1060 | Duane Arnold Energy Center | Central Iowa Power Cooperative | IA | 20% | FALSE | 1042701.8 | 0 | 0 | 0 | 0 | 1042701.8 | 0 | 0 | 0 | 0 | 0 | 0 | 0
1060 | Duane Arnold Energy Center | Corn Belt Power Coop | IA | 10% | FALSE | 521350.9 | 0 | 0 | 0 | 0 | 521350.9 | 0 | 0 | 0 | 0 | 0 | 0 | 0
1060 | Duane Arnold Energy Center | NextEra Energy | IA | 70% | TRUE | 3649456.3 | 0 | 0 | 0 | 0 | 3649456.3 | 0 | 0 | 0 | 0 | 0 | 0 | 0
1082 | Walter Scott Jr Energy Center | Atlantic Municipal Utilities | IA | 1.101% | FALSE | 94268.0475 | 94268.0475 | 93929.1265 | 47.2602 | 291.6608 | 0 | 0 | 0 | 0 | 98714.9387 | 107.3641 | 71.1701 | 0.5284
1082 | Walter Scott Jr Energy Center | Cedar Falls Utilities | IA | 2.563% | FALSE | 219454.6638 | 219454.6638 | 218665.6606 | 110.021 | 678.9822 | 0 | 0 | 0 | 0 | 229806.9628 | 249.942 | 165.683 | 1.2301
1082 | Walter Scott Jr Energy Center | Central Iowa Power Cooperative | IA | 10.41% | FALSE | 891329.1966 | 891329.1966 | 888124.6093 | 446.8575 | 2757.7297 | 0 | 0 | 0 | 0 | 933375.7231 | 1015.1554 | 672.9321 | 4.9962
1082 | Walter Scott Jr Energy Center | Corn Belt Power Coop | IA | 4.807% | FALSE | 411674.7199 | 411674.7199 | 410194.6297 | 206.3883 | 1273.7018 | 0 | 0 | 0 | 0 | 431094.5841 | 468.8658 | 310.8045 | 2.3076
1082 | Walter Scott Jr Energy Center | Berkshire Hathaway Energy | IA | 68.22% | TRUE | 5841924.1627 | 5841924.1627 | 5820920.7491 | 2928.7808 | 18074.6328 | 0 | 0 | 0 | 0 | 6117504.2963 | 6653.5021 | 4410.5124 | 32.7456
1082 | Walter Scott Jr Energy Center | City of Alta - (IA) | IA | 0.07835% | FALSE | 6709.6822 | 6709.6822 | 6685.5589 | 3.3638 | 20.7594 | 0 | 0 | 0 | 0 | 7026.1969 | 7.6418 | 5.0656 | 0.03761
1082 | Walter Scott Jr Energy Center | Eldridge City Utilities | IA | 0.2966% | FALSE | 25400.9397 | 25400.9397 | 25309.616 | 12.7345 | 78.5893 | 0 | 0 | 0 | 0 | 26599.1741 | 28.9297 | 19.1771 | 0.14238
1082 | Walter Scott Jr Energy Center | Lincoln Electric System | IA | 7.085% | FALSE | 606746.9753 | 606746.9753 | 604565.5437 | 304.1855 | 1877.246 | 0 | 0 | 0 | 0 | 635368.9512 | 691.0381 | 458.0794 | 3.401
1082 | Walter Scott Jr Energy Center | Town of Montezuma - (IN) | IA | 0.2351% | FALSE | 20129.0466 | 20129.0466 | 20056.6768 | 10.0915 | 62.2783 | 0 | 0 | 0 | 0 | 21078.5908 | 22.9254 | 15.1969 | 0.11283
1082 | Walter Scott Jr Energy Center | City of New Hampton - (IA) | IA | 0.3134% | FALSE | 26838.7288 | 26838.7288 | 26742.2357 | 13.4553 | 83.0377 | 0 | 0 | 0 | 0 | 28104.7877 | 30.5672 | 20.2626 | 0.15044
1082 | Walter Scott Jr Energy Center | City of Spencer - (IA) | IA | 0.638% | FALSE | 54635.9836 | 54635.9836 | 54439.5513 | 27.3911 | 169.0411 | 0 | 0 | 0 | 0 | 57213.3179 | 62.2262 | 41.2489 | 0.30625
1082 | Walter Scott Jr Energy Center | City of Sumner - (IA) | IA | 0.07835% | FALSE | 6709.6822 | 6709.6822 | 6685.5589 | 3.3638 | 20.7594 | 0 | 0 | 0 | 0 | 7026.1969 | 7.6418 | 5.0656 | 0.03761
1082 | Walter Scott Jr Energy Center | Waverly Municipal Elec Utility | IA | 0.2239% | FALSE | 19170.5205 | 19170.5205 | 19101.597 | 9.6109 | 59.3127 | 0 | 0 | 0 | 0 | 20074.8484 | 21.8337 | 14.4733 | 0.10746
1082 | Walter Scott Jr Energy Center | City of West Bend | IA | 0.07835% | FALSE | 6709.6822 | 6709.6822 | 6685.5589 | 3.3638 | 20.7594 | 0 | 0 | 0 | 0 | 7026.1969 | 7.6418 | 5.0656 | 0.03761
1082 | Walter Scott Jr Energy Center | Municipal Energy Agency of NE | IA | 3.873% | FALSE | 331650.0055 | 331650.0055 | 330457.6274 | 166.2689 | 1026.1092 | 0 | 0 | 0 | 0 | 347294.8769 | 377.7238 | 250.3878 | 1.859
1091 | George Neal North | Alliant Energy | IA | 28% | TRUE | 603658.7113 | 603658.7113 | 599687.1608 | 3971.5505 | 0 | 0 | 0 | 0 | 0 | 658315.7258 | 1155.9579 | 696.9894 | 1.4
1091 | George Neal North | Berkshire Hathaway Energy | IA | 72% | TRUE | 1552265.2577 | 1552265.2577 | 1542052.6992 | 10212.5585 | 0 | 0 | 0 | 0 | 0 | 1692811.8664 | 2972.4631 | 1792.2586 | 3.6
1217 | Earl F Wisdom | Basin Electric Power Coop | IA | 34.26% | TRUE | 3102.3073 | 3102.3073 | 0 | 3080.9231 | 21.3842 | 0 | 0 | 0 | 0 | 3014.2659 | 0.016101 | 1.2069 | 0
1241 | La Cygne | Great Plains Energy | KS | 50% | TRUE | 2019221.976 | 2019221.976 | 2004719.025 | 0 | 14502.951 | 0 | 0 | 0 | 0 | 2302898.6647 | 309.153 | 985.625 | 6.5
1241 | La Cygne | Westar | KS | 50% | TRUE | 2019221.976 | 2019221.976 | 2004719.025 | 0 | 14502.951 | 0 | 0 | 0 | 0 | 2302898.6647 | 309.153 | 985.625 | 6.5
1355 | E W Brown | PPL | KY | 11.64% | TRUE | 52217.5326 | 45412.4226 | 0 | 45412.4226 | 0 | 0 | 0 | 0 | 6805.11 | 34345.4771 | 0.18458 | 30.6775 | 0
1363 | Cane Run | PPL | KY | 76.46% | TRUE | 2727739.2591 | 2727739.2591 | 0 | 2727739.2591 | 0 | 0 | 0 | 0 | 0 | 1128423.6986 | 5.5232 | 242.617 | 0
1366 | Paddys Run | PPL | KY | 36.92% | TRUE | 23397.8486 | 23397.8486 | 0 | 23397.8486 | 0 | 0 | 0 | 0 | 0 | 15217.3231 | 0.077162 | 13.3317 | 0
1393 | R S Nelson | Conoco Inc & BP Amoco | LA | 5.721% | FALSE | 562410.9611 | 562410.9611 | 0 | 0 | 0 | 0 | 0 | 562410.9611 | 0 | 760029.2488 | 0 | 0 | 0
1393 | R S Nelson | CITGO Petroleum Corp | LA | 7.845% | FALSE | 771172.9245 | 771172.9245 | 0 | 0 | 0 | 0 | 0 | 771172.9245 | 0 | 1042145.3688 | 0 | 0 | 0
1393 | R S Nelson | SASOL North American Inc | LA | 2.124% | FALSE | 208761.9634 | 208761.9634 | 0 | 0 | 0 | 0 | 0 | 208761.9634 | 0 | 282116.12 | 0 | 0 | 0
1393 | R S Nelson | East Texas Electric Coop, Inc | LA | 3.901% | FALSE | 246483.9286 | 246483.9286 | 246483.9286 | 0 | 0 | 0 | 0 | 0 | 0 | 316684.9235 | 931.8973 | 236.5901 | 5.6602
1393 | R S Nelson | Sam Rayburn G&T Elec Coop Inc | LA | 4.287% | FALSE | 270861.46 | 270861.46 | 270861.46 | 0 | 0 | 0 | 0 | 0 | 0 | 348005.4104 | 1024.063 | 259.9891 | 6.22
1393 | R S Nelson | Entergy | LA | 12.75% | TRUE | 805812.8435 | 805812.8435 | 805812.8435 | 0 | 0 | 0 | 0 | 0 | 0 | 1035316.096 | 3046.5874 | 773.4676 | 18.5045
1393 | R S Nelson | Entergy | LA | 4.673% | TRUE | 295238.9914 | 295238.9914 | 295238.9914 | 0 | 0 | 0 | 0 | 0 | 0 | 379325.8974 | 1116.2287 | 283.3881 | 6.7798
1507 | William F Wyman | Gaz Metro | ME | 2.14% | FALSE | 2371.1887 | 2371.1887 | 0 | 0 | 2371.1887 | 0 | 0 | 0 | 0 | 2700.0278 | 9.5445 | 2.6125 | 0
1507 | William F Wyman | Village of Lyndonville - (VT) | ME | 0.02199% | FALSE | 24.3615 | 24.3615 | 0 | 0 | 24.3615 | 0 | 0 | 0 | 0 | 27.74 | 0.09806 | 0.026841 | 0
1507 | William F Wyman | Massachusetts Mun Wholes Electric Co | ME | 2.69% | FALSE | 2980.2269 | 2980.2269 | 0 | 0 | 2980.2269 | 0 | 0 | 0 | 0 | 3393.528 | 11.996 | 3.2835 | 0
1507 | William F Wyman | Eversource | ME | 2.302% | FALSE | 2549.8399 | 2549.8399 | 0 | 0 | 2549.8399 | 0 | 0 | 0 | 0 | 2903.4545 | 10.2636 | 2.8093 | 0
1507 | William F Wyman | Exelon | ME | 4.325% | TRUE | 4791.1005 | 4791.1005 | 0 | 0 | 4791.1005 | 0 | 0 | 0 | 0 | 5455.5355 | 19.2852 | 5.2787 | 0
1660 | Potter Station 2 | Town of Braintree - (MA) | MA | 59.09% | FALSE | 26575.3446 | 26575.3446 | 0 | 21091.458 | 5483.8866 | 0 | 0 | 0 | 0 | 17130.5196 | 0.07622 | 6.5271 | 0
1660 | Potter Station 2 | City of Hingham - (MA) | MA | 6.416% | FALSE | 2885.8465 | 2885.8465 | 0 | 2290.3451 | 595.5014 | 0 | 0 | 0 | 0 | 1860.2224 | 0.0082768 | 0.70879 | 0
1660 | Potter Station 2 | Town of North Attleborough - (MA) | MA | 2.425% | FALSE | 1090.6854 | 1090.6854 | 0 | 865.6198 | 225.0656 | 0 | 0 | 0 | 0 | 703.058 | 0.0031282 | 0.26788 | 0
1660 | Potter Station 2 | City of Chicopee - (MA) | MA | 5.346% | FALSE | 2404.3539 | 2404.3539 | 0 | 1908.2097 | 496.1442 | 0 | 0 | 0 | 0 | 1549.8513 | 0.0068959 | 0.59053 | 0
1660 | Potter Station 2 | Town of Concord - (MA) | MA | 4.677% | FALSE | 2103.8097 | 2103.8097 | 0 | 1669.6835 | 434.1262 | 0 | 0 | 0 | 0 | 1356.1199 | 0.0060339 | 0.51671 | 0
1660 | Potter Station 2 | New Hampshire Elec Coop Inc | MA | 6.014% | FALSE | 2704.8982 | 2704.8982 | 0 | 2146.7359 | 558.1623 | 0 | 0 | 0 | 0 | 1743.5827 | 0.0077578 | 0.66435 | 0
1660 | Potter Station 2 | Town of Reading - (MA) | MA | 5.346% | FALSE | 2404.3539 | 2404.3539 | 0 | 1908.2097 | 496.1442 | 0 | 0 | 0 | 0 | 1549.8513 | 0.0068959 | 0.59053 | 0
1660 | Potter Station 2 | City of Taunton | MA | 5.346% | FALSE | 2404.3539 | 2404.3539 | 0 | 1908.2097 | 496.1442 | 0 | 0 | 0 | 0 | 1549.8513 | 0.0068959 | 0.59053 | 0
1660 | Potter Station 2 | Town of Wellesley - (MA) | MA | 5.346% | FALSE | 2404.3539 | 2404.3539 | 0 | 1908.2097 | 496.1442 | 0 | 0 | 0 | 0 | 1549.8513 | 0.0068959 | 0.59053 | 0
1682 | Cleary Flood | Town of Hudson - (MA) | MA | 3.662% | FALSE | 2399.593 | 2399.593 | 0 | 2399.593 | 0 | 0 | 0 | 0 | 0 | 1548.2221 | 0.047897 | 2.3465 | 0
1682 | Cleary Flood | Town of North Attleborough - (MA) | MA | 7.332% | FALSE | 4804.4715 | 4804.4715 | 0 | 4804.4715 | 0 | 0 | 0 | 0 | 0 | 3099.8543 | 0.095899 | 4.6983 | 0
1682 | Cleary Flood | Town of Braintree - (MA) | MA | 5.903% | FALSE | 3868.0067 | 3868.0067 | 0 | 3868.0067 | 0 | 0 | 0 | 0 | 0 | 2495.6454 | 0.077207 | 3.7825 | 0
1682 | Cleary Flood | City of Hingham - (MA) | MA | 1.773% | FALSE | 1161.6786 | 1161.6786 | 0 | 1161.6786 | 0 | 0 | 0 | 0 | 0 | 749.5173 | 0.023188 | 1.136 | 0
1710 | J H Campbell | Wolverine Power Supply Coop | MI | 1.097% | FALSE | 88770.675 | 88770.675 | 88770.675 | 0 | 0 | 0 | 0 | 0 | 0 | 97199.3959 | 54.4523 | 33.5338 | 0.36858
1710 | J H Campbell | Michigan Public Power Agency | MI | 2.786% | FALSE | 225449.3333 | 225449.3333 | 225449.3333 | 0 | 0 | 0 | 0 | 0 | 0 | 246855.6086 | 138.2916 | 85.1652 | 0.93607
1713 | Ludington | CMS Energy | MI | 51% | TRUE | 0 | 0 | 0 | 0 | 0 | 0 | 0 | 0 | 0 | 0 | 0 | 0 | 0
1713 | Ludington | DTE Energy | MI | 49% | TRUE | 0 | 0 | 0 | 0 | 0 | 0 | 0 | 0 | 0 | 0 | 0 | 0 | 0
1893 | Clay Boswell | WPPI Energy | MN | 10.41% | FALSE | 735279.935 | 735279.935 | 735279.935 | 0 | 0 | 0 | 0 | 0 | 0 | 843884.6947 | 326.5712 | 424.4895 | 3.4338
2410 | PSEG Salem Generating Station | Exelon | NJ | 42.59% | TRUE | 7655626.6066 | 0 | 0 | 0 | 0 | 7655626.6066 | 0 | 0 | 0 | 68.5699 | 0.1282 | 0.50767 | 0
2410 | PSEG Salem Generating Station | PSEG | NJ | 57.41% | TRUE | 10319547.3934 | 0 | 0 | 0 | 0 | 10319547.3934 | 0 | 0 | 0 | 92.4301 | 0.1728 | 0.68433 | 0
2442 | Four Corners | Pinnacle West | NM | 63% | TRUE | 4109275.1568 | 4109275.1568 | 4091935.302 | 17339.8548 | 0 | 0 | 0 | 0 | 0 | 4405298.2033 | 2374.8612 | 10263.6683 | 24.003
2442 | Four Corners | PNM Resources | NM | 13% | TRUE | 847945.6673 | 847945.6673 | 844367.602 | 3578.0653 | 0 | 0 | 0 | 0 | 0 | 909029.788 | 490.0507 | 2117.8998 | 4.953
2442 | Four Corners | Salt River Project | NM | 10% | TRUE | 652265.8979 | 652265.8979 | 649513.54 | 2752.3579 | 0 | 0 | 0 | 0 | 0 | 699253.6831 | 376.9621 | 1629.1537 | 3.81
2442 | Four Corners | Fortis | NM | 7% | TRUE | 456586.1285 | 456586.1285 | 454659.478 | 1926.6505 | 0 | 0 | 0 | 0 | 0 | 489477.5781 | 263.8735 | 1140.4076 | 2.667
2442 | Four Corners | Pinnacle West | NM | 7% | TRUE | 456586.1285 | 456586.1285 | 454659.478 | 1926.6505 | 0 | 0 | 0 | 0 | 0 | 489477.5781 | 263.8735 | 1140.4076 | 2.667
2451 | San Juan | PNM Resources | NM | 66.4% | TRUE | 7210123.3749 | 7210123.3749 | 7184531.7779 | 0 | 25591.597 | 0 | 0 | 0 | 0 | 8244499.2909 | 3004.4727 | 10743.3912 | 19.9852
2451 | San Juan | Fortis | NM | 19.97% | TRUE | 2168331.4432 | 2168331.4432 | 2160635.1721 | 0 | 7696.2711 | 0 | 0 | 0 | 0 | 2479403.7656 | 903.548 | 3230.9063 | 6.0102
2451 | San Juan | City of Anaheim - (CA) | NM | 0% | FALSE | 0 | 0 | 0 | 0 | 0 | 0 | 0 | 0 | 0 | 0 | 0 | 0 | 0
2451 | San Juan | City of Farmington - (NM) | NM | 5.091% | FALSE | 552792.3027 | 552792.3027 | 550830.2228 | 0 | 1962.0799 | 0 | 0 | 0 | 0 | 632096.7771 | 230.3496 | 823.6841 | 1.5322
2451 | San Juan | Los Alamos County | NM | 4.325% | FALSE | 469628.8589 | 469628.8589 | 467961.9592 | 0 | 1666.8997 | 0 | 0 | 0 | 0 | 537002.5717 | 195.6953 | 699.767 | 1.3017
2451 | San Juan | MSR Public Power Agency | NM | 0% | FALSE | 0 | 0 | 0 | 0 | 0 | 0 | 0 | 0 | 0 | 0 | 0 | 0 | 0
2451 | San Juan | Utah Associated Mun Power Sys | NM | 4.221% | FALSE | 458409.9473 | 458409.9473 | 456782.868 | 0 | 1627.0793 | 0 | 0 | 0 | 0 | 524174.1769 | 191.0203 | 683.0504 | 1.2706
2475 | Algodones | PNM Resources | NM | 50% | TRUE | 0 | 0 | 0 | 0 | 0 | 0 | 0 | 0 | 0 | 0 | 0 | 0 | 0
2475 | Algodones | Tri-State | NM | 50% | TRUE | 0 | 0 | 0 | 0 | 0 | 0 | 0 | 0 | 0 | 0 | 0 | 0 | 0
2589 | Nine Mile Point Nuclear Station | Exelon | NY | 44.05% | TRUE | 7044599.153 | 0 | 0 | 0 | 0 | 7044599.153 | 0 | 0 | 0 | 0 | 0 | 0 | 0
2589 | Nine Mile Point Nuclear Station | EDF | NY | 44.03% | TRUE | 7041400.577 | 0 | 0 | 0 | 0 | 7041400.577 | 0 | 0 | 0 | 0 | 0 | 0 | 0
2589 | Nine Mile Point Nuclear Station | Long Island Power Authority | NY | 11.92% | FALSE | 1906880.2699 | 0 | 0 | 0 | 0 | 1906880.2699 | 0 | 0 | 0 | 0 | 0 | 0 | 0
2840 | Conesville | AES | OH | 8.029% | TRUE | 308738.9363 | 308738.9363 | 308331.336 | 0 | 407.6003 | 0 | 0 | 0 | 0 | 347867.7644 | 354.9959 | 435.7333 | 3.2919
2850 | J M Stuart | AES | OH | 35% | TRUE | 2418288.5958 | 2418288.5958 | 2404543.295 | 0 | 13745.3008 | 0 | 0 | 0 | 0 | 2584947.0095 | 2336.4026 | 1229.3505 | 13.3
2850 | J M Stuart | AEP | OH | 26% | TRUE | 1796442.9569 | 1796442.9569 | 1786232.162 | 0 | 10210.7949 | 0 | 0 | 0 | 0 | 1920246.3499 | 1735.6134 | 913.2318 | 9.88
2850 | J M Stuart | Dynegy | OH | 39% | TRUE | 2694664.4353 | 2694664.4353 | 2679348.243 | 0 | 15316.1923 | 0 | 0 | 0 | 0 | 2880369.5248 | 2603.42 | 1369.8477 | 14.82
2942 | St Marys | City of Amherst- (OH) | OH | 1.641% | FALSE | 14.9129 | 14.9129 | 0 | 14.9129 | 0 | 0 | 0 | 0 | 0 | 18.2595 | 0 | 0 | 0
2942 | St Marys | City of Bowling Green - (OH) | OH | 6.301% | FALSE | 57.2528 | 57.2528 | 0 | 57.2528 | 0 | 0 | 0 | 0 | 0 | 70.1009 | 0 | 0 | 0
2942 | St Marys | City of Cuyahoga Falls - (OH) | OH | 3.282% | FALSE | 29.8258 | 29.8258 | 0 | 29.8258 | 0 | 0 | 0 | 0 | 0 | 36.5191 | 0 | 0 | 0
2942 | St Marys | City of Dover - (OH) | OH | 2.297% | FALSE | 20.8701 | 20.8701 | 0 | 20.8701 | 0 | 0 | 0 | 0 | 0 | 25.5535 | 0 | 0 | 0
2942 | St Marys | City of Galion | OH | 1.888% | FALSE | 17.1518 | 17.1518 | 0 | 17.1518 | 0 | 0 | 0 | 0 | 0 | 21.0009 | 0 | 0 | 0
2942 | St Marys | City of Hamilton - (OH) | OH | 10.5% | FALSE | 95.3947 | 95.3947 | 0 | 95.3947 | 0 | 0 | 0 | 0 | 0 | 116.8022 | 0 | 0 | 0
2942 | St Marys | City of Niles - (OH) | OH | 5.051% | FALSE | 45.8982 | 45.8982 | 0 | 45.8982 | 0 | 0 | 0 | 0 | 0 | 56.1982 | 0 | 0 | 0
2942 | St Marys | City of Painesville | OH | 2.297% | FALSE | 20.8701 | 20.8701 | 0 | 20.8701 | 0 | 0 | 0 | 0 | 0 | 25.5535 | 0 | 0 | 0
2942 | St Marys | City of Wadsworth - (OH) | OH | 2.556% | FALSE | 23.229 | 23.229 | 0 | 23.229 | 0 | 0 | 0 | 0 | 0 | 28.4418 | 0 | 0 | 0
2942 | St Marys | Other | OH | 8.188% | FALSE | 74.4046 | 74.4046 | 0 | 74.4046 | 0 | 0 | 0 | 0 | 0 | 91.1018 | 0 | 0 | 0
3048 | Pelton | Portland General Electric | OR | 66.67% | TRUE | 296721.502 | 0 | 0 | 0 | 0 | 0 | 296721.502 | 0 | 0 | 0 | 0 | 0 | 0
3048 | Pelton | Warm Springs Power Enterprises | OR | 33.33% | FALSE | 148338.498 | 0 | 0 | 0 | 0 | 0 | 148338.498 | 0 | 0 | 0 | 0 | 0 | 0
3050 | Round Butte | Portland General Electric | OR | 66.67% | TRUE | 690435.8534 | 0 | 0 | 0 | 0 | 0 | 690435.8534 | 0 | 0 | 0 | 0 | 0 | 0
3050 | Round Butte | Warm Springs Power Enterprises | OR | 33.33% | FALSE | 345166.1466 | 0 | 0 | 0 | 0 | 0 | 345166.1466 | 0 | 0 | 0 | 0 | 0 | 0
3118 | Conemaugh | PSEG | PA | 22.5% | TRUE | 2528757.9225 | 2528757.9225 | 2528746.4475 | 0 | 11.475 | 0 | 0 | 0 | 0 | 2531125.4714 | 1039.4264 | 1349.7442 | 5.625
3118 | Conemaugh | Riverstone | PA | 16.25% | TRUE | 1826325.1663 | 1826325.1663 | 1826316.8787 | 0 | 8.2875 | 0 | 0 | 0 | 0 | 1828035.0627 | 750.6969 | 974.8152 | 4.0625
3118 | Conemaugh | NRG | PA | 16.45% | TRUE | 1848803.0145 | 1848803.0145 | 1848794.625 | 0 | 8.3895 | 0 | 0 | 0 | 0 | 1850533.9557 | 759.9362 | 986.813 | 4.1125
3118 | Conemaugh | UGI | PA | 2.966% | FALSE | 335480.362 | 335480.362 | 335480.362 | 0 | 0 | 0 | 0 | 0 | 0 | 335794.6359 | 137.8972 | 179.0661 | 0.74625
3118 | Conemaugh | ArcLight Capital | PA | 35.11% | TRUE | 3945986.2515 | 3945986.2515 | 3945968.3454 | 0 | 17.9061 | 0 | 0 | 0 | 0 | 3949680.68 | 1621.9672 | 2106.2008 | 8.7775
3118 | Conemaugh | NRG | PA | 1.848% | TRUE | 209043.0397 | 209043.0397 | 209043.0397 | 0 | 0 | 0 | 0 | 0 | 0 | 209238.8686 | 85.9259 | 111.5789 | 0.465
3118 | Conemaugh | Conemaugh Hydro Station | PA | 1.872% | FALSE | 209044.9369 | 209044.9369 | 209043.0397 | 0 | 1.8972 | 0 | 0 | 0 | 0 | 209240.5426 | 85.9259 | 111.5789 | 0.465
3118 | Conemaugh | UGI | PA | 3.004% | FALSE | 335483.4067 | 335483.4067 | 335480.362 | 0 | 3.0447 | 0 | 0 | 0 | 0 | 335797.3225 | 137.8972 | 179.0661 | 0.74625
3136 | Keystone | PSEG | PA | 22.84% | TRUE | 2699272.0825 | 2699272.0825 | 2698750.5094 | 0 | 521.5731 | 0 | 0 | 0 | 0 | 2713799.6601 | 5310.3694 | 1392.1115 | 13.3157
3136 | Keystone | Riverstone | PA | 12.34% | TRUE | 1458363.288 | 1458363.288 | 1458081.4924 | 0 | 281.7956 | 0 | 0 | 0 | 0 | 1466212.2507 | 2869.0875 | 752.1303 | 7.1942
3136 | Keystone | NRG | PA | 16.67% | TRUE | 1970090.4385 | 1970090.4385 | 1969709.7632 | 0 | 380.6753 | 0 | 0 | 0 | 0 | 1980693.5348 | 3875.8257 | 1016.0463 | 9.7186
3136 | Keystone | ArcLight Capital | PA | 44.45% | TRUE | 5253180.5633 | 5253180.5633 | 5252165.5053 | 0 | 1015.058 | 0 | 0 | 0 | 0 | 5281453.3666 | 10334.7601 | 2709.2537 | 25.9144
3136 | Keystone | NRG | PA | 3.7% | TRUE | 437272.6228 | 437272.6228 | 437188.1298 | 0 | 84.493 | 0 | 0 | 0 | 0 | 439626.0395 | 860.2612 | 225.5172 | 2.1571
3166 | Peach Bottom | PSEG | PA | 50% | TRUE | 10861271.5 | 0 | 0 | 0 | 0 | 10861271.5 | 0 | 0 | 0 | 0 | 0 | 0 | 0
3166 | Peach Bottom | Exelon | PA | 50% | TRUE | 10861271.5 | 0 | 0 | 0 | 0 | 10861271.5 | 0 | 0 | 0 | 0 | 0 | 0 | 0
3948 | Mitchell (WV) | AEP | WV | 50% | TRUE | 3843423.5005 | 3843423.5005 | 3832874.85 | 0 | 10548.6505 | 0 | 0 | 0 | 0 | 3937105.8345 | 1618.0355 | 1742.5725 | 19.5
3948 | Mitchell (WV) | AEP | WV | 50% | TRUE | 3843423.5005 | 3843423.5005 | 3832874.85 | 0 | 10548.6505 | 0 | 0 | 0 | 0 | 3937105.8345 | 1618.0355 | 1742.5725 | 19.5
4050 | Edgewater | WEC Energy Group | WI | 14.6% | TRUE | 553399.4742 | 553399.4742 | 552035.0994 | 0 | 1364.3748 | 0 | 0 | 0 | 0 | 617514.0211 | 658.3649 | 229.2611 | 2.4951
4078 | Weston | Dairyland Power Coop | WI | 16.18% | FALSE | 803040.2743 | 803040.2743 | 803040.2743 | 0 | 0 | 0 | 0 | 0 | 0 | 810539.9428 | 116.0259 | 200.169 | 1.9068
4079 | Castle Rock | Alliant Energy | WI | 50% | TRUE | 56148.5 | 0 | 0 | 0 | 0 | 0 | 56148.5 | 0 | 0 | 0 | 0 | 0 | 0
4079 | Castle Rock | WEC Energy Group | WI | 50% | TRUE | 56148.5 | 0 | 0 | 0 | 0 | 0 | 56148.5 | 0 | 0 | 0 | 0 | 0 | 0
4080 | Petenwell | Alliant Energy | WI | 50% | TRUE | 58613 | 0 | 0 | 0 | 0 | 0 | 58613 | 0 | 0 | 0 | 0 | 0 | 0
4080 | Petenwell | WEC Energy Group | WI | 50% | TRUE | 58613 | 0 | 0 | 0 | 0 | 0 | 58613 | 0 | 0 | 0 | 0 | 0 | 0
4258 | Greenup Hydro | City of Hamilton - (OH) | OH | 51.4% | FALSE | 133149.13 | 0 | 0 | 0 | 0 | 0 | 133149.13 | 0 | 0 | 0 | 0 | 0 | 0
4258 | Greenup Hydro | American Municipal Power | OH | 48.6% | FALSE | 125895.87 | 0 | 0 | 0 | 0 | 0 | 125895.87 | 0 | 0 | 0 | 0 | 0 | 0
4937 | Thomas C Ferguson | Lower CO River Authority | TX | 96.48% | TRUE | 3478029.7104 | 3478029.7104 | 0 | 3478029.7104 | 0 | 0 | 0 | 0 | 0 | 1418445.2658 | 7.1607 | 71.4714 | 0
4937 | Thomas C Ferguson | City of San Marcos - (TX) | TX | 3.52% | FALSE | 126893.2896 | 126893.2896 | 0 | 126893.2896 | 0 | 0 | 0 | 0 | 0 | 51750.9052 | 0.26125 | 2.6076 | 0
4941 | Navajo | Pinnacle West | AZ | 14% | TRUE | 1929370.57 | 1929370.57 | 1926539.02 | 0 | 2831.55 | 0 | 0 | 0 | 0 | 2052506.4562 | 702.122 | 2038.5357 | 13.552
4941 | Navajo | US Bureau of Reclamation | AZ | 24.3% | TRUE | 3348836.0608 | 3348836.0608 | 3343921.299 | 0 | 4914.7618 | 0 | 0 | 0 | 0 | 3562564.7776 | 1218.6832 | 3538.3155 | 23.5224
4941 | Navajo | Salt River Project | AZ | 42.9% | TRUE | 5912142.6752 | 5912142.6752 | 5903465.997 | 0 | 8676.6782 | 0 | 0 | 0 | 0 | 6289466.2123 | 2151.5024 | 6246.6557 | 41.5272
4941 | Navajo | Berkshire Hathaway Energy | AZ | 11.3% | TRUE | 1557277.6743 | 1557277.6743 | 1554992.209 | 0 | 2285.4653 | 0 | 0 | 0 | 0 | 1656665.9254 | 566.7127 | 1645.3895 | 10.9384
4941 | Navajo | Fortis | AZ | 7.5% | TRUE | 1033591.3768 | 1033591.3768 | 1032074.475 | 0 | 1516.9018 | 0 | 0 | 0 | 0 | 1099557.0301 | 376.1368 | 1092.0727 | 7.26
6002 | James H Miller Jr | PowerSouth Energy Coop | AL | 4.08% | TRUE | 776421.856 | 776421.856 | 766715.0688 | 9706.7872 | 0 | 0 | 0 | 0 | 0 | 822598.6752 | 34.2525 | 294.3555 | 5.153
6008 | Palo Verde | Pinnacle West | AZ | 29.1% | TRUE | 9410980.158 | 0 | 0 | 0 | 0 | 9410980.158 | 0 | 0 | 0 | 0 | 0 | 0 | 0
6008 | Palo Verde | El Paso Electric | AZ | 15.8% | TRUE | 5109741.804 | 0 | 0 | 0 | 0 | 5109741.804 | 0 | 0 | 0 | 0 | 0 | 0 | 0
6008 | Palo Verde | Los Angeles City | AZ | 5.7% | TRUE | 1843387.866 | 0 | 0 | 0 | 0 | 1843387.866 | 0 | 0 | 0 | 0 | 0 | 0 | 0
6008 | Palo Verde | PNM Resources | AZ | 10.2% | TRUE | 3298694.076 | 0 | 0 | 0 | 0 | 3298694.076 | 0 | 0 | 0 | 0 | 0 | 0 | 0
6008 | Palo Verde | Salt River Project | AZ | 17.49% | TRUE | 5656290.1362 | 0 | 0 | 0 | 0 | 5656290.1362 | 0 | 0 | 0 | 0 | 0 | 0 | 0
6008 | Palo Verde | Southern California P P A | AZ | 5.91% | TRUE | 1911302.1558 | 0 | 0 | 0 | 0 | 1911302.1558 | 0 | 0 | 0 | 0 | 0 | 0 | 0
6008 | Palo Verde | Edison International | AZ | 15.8% | TRUE | 5109741.804 | 0 | 0 | 0 | 0 | 5109741.804 | 0 | 0 | 0 | 0 | 0 | 0 | 0
6009 | White Bluff | Arkansas Electric Coop | AR | 35% | TRUE | 2802461.2017 | 2802461.2017 | 2800100.555 | 0 | 2360.6467 | 0 | 0 | 0 | 0 | 2995528.9754 | 8124.2448 | 3996.4404 | 22.254
6009 | White Bluff | Entergy | AR | 57% | TRUE | 4564008.2429 | 4564008.2429 | 4560163.761 | 0 | 3844.4818 | 0 | 0 | 0 | 0 | 4878432.9027 | 13230.913 | 6508.4886 | 36.2423
6009 | White Bluff | Conway Corporation | AR | 2% | FALSE | 160140.6401 | 160140.6401 | 160005.746 | 0 | 134.8941 | 0 | 0 | 0 | 0 | 171173.0843 | 464.2426 | 228.368 | 1.2717
6009 | White Bluff | City Water and Light Plant | AR | 5% | FALSE | 400351.6003 | 400351.6003 | 400014.365 | 0 | 337.2353 | 0 | 0 | 0 | 0 | 427932.7108 | 1160.6064 | 570.9201 | 3.1792
6009 | White Bluff | City of West Memphis - (AR) | AR | 1% | FALSE | 80070.3201 | 80070.3201 | 80002.873 | 0 | 67.4471 | 0 | 0 | 0 | 0 | 85586.5422 | 232.1213 | 114.184 | 0.63583
6011 | Calvert Cliffs Nuclear Power Plant | Exelon | MD | 50.01% | TRUE | 7555004.6988 | 0 | 0 | 0 | 0 | 7555004.6988 | 0 | 0 | 0 | 0 | 0 | 0 | 0
6011 | Calvert Cliffs Nuclear Power Plant | EDF | MD | 49.99% | TRUE | 7551983.3012 | 0 | 0 | 0 | 0 | 7551983.3012 | 0 | 0 | 0 | 0 | 0 | 0 | 0
6021 | Craig (CO) | Berkshire Hathaway Energy | CO | 12.06% | TRUE | 958981.9819 | 958981.9819 | 955232.19 | 3669.9556 | 79.8363 | 0 | 0 | 0 | 0 | 1041868.7279 | 371.8255 | 1293.5744 | 5.2956
6021 | Craig (CO) | Platte River Power Authority | CO | 11.26% | FALSE | 895315.1284 | 895315.1284 | 891814.2853 | 3426.3071 | 74.536 | 0 | 0 | 0 | 0 | 972699.0198 | 347.14 | 1207.6939 | 4.944
6021 | Craig (CO) | Xcel | CO | 6.079% | TRUE | 483470.1693 | 483470.1693 | 481579.714 | 1850.2058 | 40.2494 | 0 | 0 | 0 | 0 | 525257.4707 | 187.4556 | 652.1547 | 2.6698
6021 | Craig (CO) | Salt River Project | CO | 18.14% | TRUE | 1442452.1512 | 1442452.1512 | 1436811.904 | 5520.1614 | 120.0858 | 0 | 0 | 0 | 0 | 1567126.1986 | 559.2811 | 1945.7291 | 7.9654
6031 | Killen Station | AES | OH | 67% | TRUE | 2692282.4139 | 2692282.4139 | 2685465.391 | 0 | 6817.0229 | 0 | 0 | 0 | 0 | 2899001.2807 | 4164.3368 | 6120.8513 | 5.9563
6031 | Killen Station | Dynegy | OH | 33% | TRUE | 1326049.5471 | 1326049.5471 | 1322691.909 | 0 | 3357.6381 | 0 | 0 | 0 | 0 | 1427866.3024 | 2051.0912 | 3014.7477 | 2.9337
6034 | Belle River | DTE Energy | MI | 68.22% | TRUE | 5637835.4893 | 5637835.4893 | 5637835.4893 | 0 | 0 | 0 | 0 | 0 | 0 | 6262515.0612 | 18360.5341 | 6278.4832 | 19.3583
6034 | Belle River | Michigan Public Power Agency | MI | 15.6% | FALSE | 1289103.3107 | 1289103.3107 | 1289103.3107 | 0 | 0 | 0 | 0 | 0 | 0 | 1431937.6495 | 4198.1759 | 1435.5888 | 4.4263
6036 | Catawba | Duke | SC | 19.25% | TRUE | 3792551.1434 | 0 | 0 | 0 | 0 | 3792551.1434 | 0 | 0 | 0 | 0 | 0 | 0 | 0
6036 | Catawba | NC Public Power | SC | 37.5% | TRUE | 7390006.125 | 0 | 0 | 0 | 0 | 7390006.125 | 0 | 0 | 0 | 0 | 0 | 0 | 0
6036 | Catawba | North Carolina EMC | SC | 30.75% | FALSE | 6060790.3566 | 0 | 0 | 0 | 0 | 6060790.3566 | 0 | 0 | 0 | 0 | 0 | 0 | 0
6036 | Catawba | Piedmont Municipal Power Agny | SC | 12.5% | FALSE | 2463335.375 | 0 | 0 | 0 | 0 | 2463335.375 | 0 | 0 | 0 | 0 | 0 | 0 | 0
6045 | St Lucie | Florida Municipal Power Agency | FL | 4.4% | TRUE | 722828.48 | 0 | 0 | 0 | 0 | 722828.48 | 0 | 0 | 0 | 0 | 0 | 0 | 0
6045 | St Lucie | Orlando Utilities Comm | FL | 3.045% | TRUE | 500230.164 | 0 | 0 | 0 | 0 | 500230.164 | 0 | 0 | 0 | 0 | 0 | 0 | 0
6051 | Edwin I Hatch | Dalton Utilities | GA | 2.2% | FALSE | 319680.724 | 0 | 0 | 0 | 0 | 319680.724 | 0 | 0 | 0 | 0 | 0 | 0 | 0
6051 | Edwin I Hatch | Southern | GA | 50.1% | TRUE | 7280001.942 | 0 | 0 | 0 | 0 | 7280001.942 | 0 | 0 | 0 | 0 | 0 | 0 | 0
6051 | Edwin I Hatch | Municipal Elec. Auth. of GA | GA | 17.7% | TRUE | 2571976.734 | 0 | 0 | 0 | 0 | 2571976.734 | 0 | 0 | 0 | 0 | 0 | 0 | 0
6051 | Edwin I Hatch | Oglethorpe | GA | 30% | TRUE | 4359282.6 | 0 | 0 | 0 | 0 | 4359282.6 | 0 | 0 | 0 | 0 | 0 | 0 | 0
6052 | Wansley | Dalton Utilities | GA | 1.4% | FALSE | 52192.1122 | 52192.1122 | 52076.808 | 0 | 115.3042 | 0 | 0 | 0 | 0 | 54861.0756 | 38.0914 | 27.233 | 0.336
6052 | Wansley | Southern | GA | 53.5% | TRUE | 1994484.287 | 1994484.287 | 1990078.02 | 0 | 4406.267 | 0 | 0 | 0 | 0 | 2096476.8195 | 1455.636 | 1040.6879 | 12.84
6052 | Wansley | Municipal Elec. Auth. of GA | GA | 15.1% | TRUE | 562929.21 | 562929.21 | 561685.572 | 0 | 1243.638 | 0 | 0 | 0 | 0 | 591715.8874 | 410.8431 | 293.7269 | 3.624
6052 | Wansley | Oglethorpe | GA | 30% | TRUE | 1118402.4039 | 1118402.4039 | 1115931.6 | 0 | 2470.8039 | 0 | 0 | 0 | 0 | 1175594.4782 | 816.2445 | 583.5633 | 7.2
6055 | Big Cajun 2 | Entergy | LA | 7.856% | TRUE | 594191.2425 | 594191.2425 | 594191.2425 | 0 | 0 | 0 | 0 | 0 | 0 | 724605.1334 | 1656.1364 | 445.0948 | 4.8936
6055 | Big Cajun 2 | Entergy | LA | 5.806% | TRUE | 439184.8314 | 439184.8314 | 439184.8314 | 0 | 0 | 0 | 0 | 0 | 0 | 535577.7073 | 1224.1008 | 328.9831 | 3.617
6065 | Iatan | Algonquin Power | MO | 12% | FALSE | 1306391.8927 | 1306391.8927 | 1303553.16 | 0 | 2838.7327 | 0 | 0 | 0 | 0 | 1318926.1531 | 2915.1892 | 3689.1105 | 4.92
6065 | Iatan | Great Plains Energy | MO | 61.48% | TRUE | 6692931.1077 | 6692931.1077 | 6678387.6597 | 0 | 14543.448 | 0 | 0 | 0 | 0 | 6757146.8622 | 3396.6895 | 4550.2315 | 25.2062
6065 | Iatan | Great Plains Energy | MO | 18% | TRUE | 1959587.8391 | 1959587.8391 | 1955329.74 | 0 | 4258.0991 | 0 | 0 | 0 | 0 | 1978389.2296 | 466.1802 | 794.782 | 7.38
6065 | Iatan | Kansas Electric Power Coop Inc | MO | 1.967% | FALSE | 214175.2505 | 214175.2505 | 213709.857 | 0 | 465.3935 | 0 | 0 | 0 | 0 | 216230.1686 | 932.3604 | 1589.564 | 0.8066
6065 | Iatan | Missouri Joint Municipal Power Electric | MO | 6.554% | FALSE | 713513.0159 | 713513.0159 | 711962.5832 | 0 | 1550.4327 | 0 | 0 | 0 | 0 | 720358.8621 | 699.2703 | 1192.173 | 2.6872
6068 | Jeffrey Energy Center | Westar | KS | 20% | TRUE | 2141184.8928 | 2141184.8928 | 2137468.2 | 0 | 3716.6928 | 0 | 0 | 0 | 0 | 2545166.7226 | 714.5904 | 1258.512 | 18.14
6068 | Jeffrey Energy Center | Westar | KS | 72% | TRUE | 7708265.6141 | 7708265.6141 | 7694885.52 | 0 | 13380.0941 | 0 | 0 | 0 | 0 | 9162600.2012 | 1227.6338 | 4122.6466 | 65.304
6068 | Jeffrey Energy Center | Great Plains Energy | KS | 8% | TRUE | 856473.9571 | 856473.9571 | 854987.28 | 0 | 1486.6771 | 0 | 0 | 0 | 0 | 1018066.689 | 136.4038 | 458.0718 | 7.256
6071 | Trimble County | Indiana Municipal Power Agency | KY | 6.952% | FALSE | 980372.3154 | 980372.3154 | 980372.3154 | 0 | 0 | 0 | 0 | 0 | 0 | 991740.0167 | 432.703 | 286.2451 | 5.9892
6071 | Trimble County | Illinois Municipal Elec Agency | KY | 6.541% | FALSE | 922524.2596 | 922524.2596 | 922524.2596 | 0 | 0 | 0 | 0 | 0 | 0 | 933221.1958 | 407.1708 | 269.3549 | 5.6358
6071 | Trimble County | PPL | KY | 36.75% | TRUE | 3226553.7506 | 3226553.7506 | 2954280.5708 | 272273.1798 | 0 | 0 | 0 | 0 | 0 | 3169359.7809 | 1304.8318 | 912.2842 | 18.048
6071 | Trimble County | PPL | KY | 49.76% | TRUE | 3275164.6534 | 3275164.6534 | 2754409.1542 | 520755.4992 | 0 | 0 | 0 | 0 | 0 | 3132194.1586 | 1217.4485 | 899.2888 | 16.827
6072 | Grand Gulf | Entergy | MS | 90% | TRUE | 6628183.2 | 0 | 0 | 0 | 0 | 6628183.2 | 0 | 0 | 0 | 0 | 0 | 0 | 0
6072 | Grand Gulf | Cooperative Energy | MS | 10% | FALSE | 736464.8 | 0 | 0 | 0 | 0 | 736464.8 | 0 | 0 | 0 | 0 | 0 | 0 | 0
6073 | Victor J Daniel Jr | Southern | MS | 24.6% | TRUE | 1152116.69 | 1152116.69 | 1152116.69 | 0 | 0 | 0 | 0 | 0 | 0 | 1485972.113 | 94.53 | 1984.0025 | 16.5
6076 | Colstrip | Riverstone | MT | 26.03% | TRUE | 3471870.5244 | 3471870.5244 | 3468730.7151 | 0 | 3139.8092 | 0 | 0 | 0 | 0 | 4027697.0626 | 2375.0437 | 3403.2501 | 31.2359
6076 | Colstrip | Puget Holdings | MT | 32.88% | TRUE | 4385335.2751 | 4385335.2751 | 4381369.368 | 0 | 3965.9072 | 0 | 0 | 0 | 0 | 5087402.2756 | 2999.9283 | 4298.6605 | 39.4542
6076 | Colstrip | Berkshire Hathaway Energy | MT | 6.849% | TRUE | 913464.7507 | 913464.7507 | 912638.6528 | 0 | 826.0979 | 0 | 0 | 0 | 0 | 1059705.213 | 624.8847 | 895.4104 | 8.2183
6076 | Colstrip | Portland General Electric | MT | 13.7% | TRUE | 1826929.5015 | 1826929.5015 | 1825277.3056 | 0 | 1652.1959 | 0 | 0 | 0 | 0 | 2087527.2419 | 1249.7693 | 1790.8208 | 16.4366
6076 | Colstrip | Avista | MT | 10.27% | TRUE | 1370197.1261 | 1370197.1261 | 1368957.9792 | 0 | 1239.1469 | 0 | 0 | 0 | 0 | 1589557.8194 | 937.327 | 1343.1156 | 12.3275
6076 | Colstrip | NorthWestern Energy LLC - (MT) | MT | 10.27% | FALSE | 1370197.1261 | 1370197.1261 | 1368957.9792 | 0 | 1239.1469 | 0 | 0 | 0 | 0 | 1589557.8194 | 937.327 | 1343.1156 | 12.3275
6081 | Stony Brook | Gaz Metro | MA | 8.8% | FALSE | 8713.936 | 8713.936 | 0 | 6370.6484 | 2343.2876 | 0 | 0 | 0 | 0 | 5480.2266 | 0 | 8.4704 | 0
6081 | Stony Brook | Village of Lyndonville - (VT) | MA | 0.44% | FALSE | 435.6968 | 435.6968 | 0 | 318.5324 | 117.1644 | 0 | 0 | 0 | 0 | 274.0113 | 0 | 0.42352 | 0
6081 | Stony Brook | Massachusetts Mun Wholes Electric Co | MA | 90.76% | FALSE | 89872.3672 | 89872.3672 | 0 | 65704.5512 | 24167.816 | 0 | 0 | 0 | 0 | 56521.064 | 0 | 87.361 | 0
6090 | Sherburne County | Southern Minnesota Mun P Agny | MN | 15.59% | FALSE | 1852888.5566 | 1852888.5566 | 1850527.1322 | 0 | 2361.4244 | 0 | 0 | 0 | 0 | 1991348.4058 | 960.406 | 1347.515 | 12.2351
6098 | Big Stone | MDU Resources | SD | 22.7% | FALSE | 468668.0617 | 468668.0617 | 468178.9875 | 0 | 489.0742 | 0 | 0 | 0 | 0 | 517743.9788 | 191.9637 | 223.4783 | 2.8171
6098 | Big Stone | NorthWestern Energy | SD | 23.4% | FALSE | 483120.3808 | 483120.3808 | 482616.225 | 0 | 504.1558 | 0 | 0 | 0 | 0 | 533709.6521 | 197.8833 | 230.3697 | 2.9039
6098 | Big Stone | Otter Tail Power | SD | 53.9% | FALSE | 1112828.5695 | 1112828.5695 | 1111667.2875 | 0 | 1161.282 | 0 | 0 | 0 | 0 | 1229356.8482 | 455.808 | 530.638 | 6.689
6101 | Wyodak | Berkshire Hathaway Energy | WY | 80% | TRUE | 2052042.3984 | 2052042.3984 | 2050817.2 | 0 | 1225.1984 | 0 | 0 | 0 | 0 | 2691809.038 | 1960.2592 | 2928.5904 | 14.2305
6101 | Wyodak | Black Hills Corp | WY | 20% | FALSE | 513010.5996 | 513010.5996 | 512704.3 | 0 | 306.2996 | 0 | 0 | 0 | 0 | 672952.2595 | 490.0648 | 732.1476 | 3.5576
6103 | TalenEnergy Susquehanna | Allegheny Electric Coop Inc | PA | 10% | FALSE | 2075256.5 | 0 | 0 | 0 | 0 | 2075256.5 | 0 | 0 | 0 | 0 | 0 | 0 | 0
6103 | TalenEnergy Susquehanna | Riverstone | PA | 90% | TRUE | 18677308.5 | 0 | 0 | 0 | 0 | 18677308.5 | 0 | 0 | 0 | 0 | 0 | 0 | 0
6106 | Boardman | IDACORP | OR | 10% | TRUE | 173842.4996 | 173842.4996 | 172810.47 | 0 | 1032.0296 | 0 | 0 | 0 | 0 | 191199.7242 | 327.8059 | 183.8382 | 0.8
6106 | Boardman | Portland General Electric | OR | 90% | TRUE | 1564582.4964 | 1564582.4964 | 1555294.23 | 0 | 9288.2664 | 0 | 0 | 0 | 0 | 1720797.5182 | 2950.2531 | 1654.5438 | 7.2
6113 | Gibson | Indiana Municipal Power Agency | IN | 4.99% | FALSE | 898038.2583 | 898038.2583 | 896448.4601 | 0 | 1589.7982 | 0 | 0 | 0 | 0 | 952369.9419 | 681.0364 | 568.1187 | 2.8443
6113 | Gibson | Wabash Valley Power Assn, Inc | IN | 5% | FALSE | 899837.9341 | 899837.9341 | 898244.95 | 0 | 1592.9841 | 0 | 0 | 0 | 0 | 954278.4989 | 682.4012 | 569.2572 | 2.85
6115 | Seabrook | NextEra Energy | NH | 88.23% | TRUE | 8814798.1392 | 0 | 0 | 0 | 0 | 8814798.1392 | 0 | 0 | 0 | 0 | 0 | 0 | 0
6115 | Seabrook | Town of Hudson - (MA) | NH | 0.08% | FALSE | 7992.5632 | 0 | 0 | 0 | 0 | 7992.5632 | 0 | 0 | 0 | 0 | 0 | 0 | 0
6115 | Seabrook | Massachusetts Mun Wholes Electric Co | NH | 11.59% | FALSE | 1157922.5936 | 0 | 0 | 0 | 0 | 1157922.5936 | 0 | 0 | 0 | 0 | 0 | 0 | 0
6115 | Seabrook | City of Taunton | NH | 0.1% | FALSE | 9990.704 | 0 | 0 | 0 | 0 | 9990.704 | 0 | 0 | 0 | 0 | 0 | 0 | 0
6122 | R E Ginna Nuclear Power Plant | Exelon | NY | 50.01% | TRUE | 2349307.2675 | 0 | 0 | 0 | 0 | 2349307.2675 | 0 | 0 | 0 | 0 | 0 | 0 | 0
6122 | R E Ginna Nuclear Power Plant | EDF | NY | 49.99% | TRUE | 2348367.7325 | 0 | 0 | 0 | 0 | 2348367.7325 | 0 | 0 | 0 | 0 | 0 | 0 | 0
6127 | V C Summer | SCANA | SC | 66.67% | TRUE | 4609093.1098 | 0 | 0 | 0 | 0 | 4609093.1098 | 0 | 0 | 0 | 0 | 0 | 0 | 0
6127 | V C Summer | Santee Cooper | SC | 33.33% | TRUE | 2304200.8902 | 0 | 0 | 0 | 0 | 2304200.8902 | 0 | 0 | 0 | 0 | 0 | 0 | 0
6138 | Flint Creek | Arkansas Electric Coop | AR | 50% | TRUE | 1366806.5035 | 1366806.5035 | 1363672.35 | 0 | 3134.1535 | 0 | 0 | 0 | 0 | 1579608.2705 | 797.275 | 1845.8685 | 6.5
6138 | Flint Creek | AEP | AR | 50% | TRUE | 1366806.5035 | 1366806.5035 | 1363672.35 | 0 | 3134.1535 | 0 | 0 | 0 | 0 | 1579608.2705 | 797.275 | 1845.8685 | 6.5
6165 | Hunter | Provo City Corp | UT | 2.08% | FALSE | 178545.2289 | 178545.2289 | 178375.5551 | 0 | 169.6738 | 0 | 0 | 0 | 0 | 187481.2946 | 73.0553 | 203.3218 | 0.10194
6165 | Hunter | Deseret Generation & Tran Coop | UT | 8.355% | FALSE | 717037.6392 | 717037.6392 | 716356.2292 | 0 | 681.41 | 0 | 0 | 0 | 0 | 752924.8792 | 293.39 | 816.5405 | 0.40939
6165 | Hunter | Utah Associated Mun Power Sys | UT | 4.857% | FALSE | 416795.9823 | 416795.9823 | 416399.8958 | 0 | 396.0865 | 0 | 0 | 0 | 0 | 437656.3341 | 170.5402 | 474.6345 | 0.23797
6166 | Rockport | AEP | IN | 35% | TRUE | 3823204.7 | 3823204.7 | 3813777.695 | 0 | 9427.005 | 0 | 0 | 0 | 0 | 4050692.8565 | 7274.2663 | 3942.1676 | 16.8
6166 | Rockport | AEP | IN | 50% | TRUE | 5461721 | 5461721 | 5448253.85 | 0 | 13467.15 | 0 | 0 | 0 | 0 | 5786704.0807 | 10391.809 | 5631.668 | 24
6166 | Rockport | AEP | IN | 15% | TRUE | 1638516.3 | 1638516.3 | 1634476.155 | 0 | 4040.145 | 0 | 0 | 0 | 0 | 1736011.2242 | 3117.5427 | 1689.5004 | 7.2
6167 | Bath County | FirstEnergy | VA | 40% | TRUE | 0 | 0 | 0 | 0 | 0 | 0 | 0 | 0 | 0 | 0 | 0 | 0 | 0
6167 | Bath County | Dominion | VA | 60% | TRUE | 0 | 0 | 0 | 0 | 0 | 0 | 0 | 0 | 0 | 0 | 0 | 0 | 0
6168 | North Anna | Old Dominion Electric Coop | VA | 11.59% | FALSE | 1870626.092 | 0 | 0 | 0 | 0 | 1870626.092 | 0 | 0 | 0 | 0 | 0 | 0 | 0
6179 | Fayette Power Project | Austin Energy | TX | 36.39% | TRUE | 4157485.9839 | 4157485.9839 | 4151362.4467 | 0 | 6123.5372 | 0 | 0 | 0 | 0 | 4690906.537 | 414.7098 | 2590.352 | 34.571
6189 | Rocky Mountain Hydroelectric Plant | Southern | GA | 25.39% | TRUE | 0 | 0 | 0 | 0 | 0 | 0 | 0 | 0 | 0 | 0 | 0 | 0 | 0
6189 | Rocky Mountain Hydroelectric Plant | Oglethorpe | GA | 74.61% | TRUE | 0 | 0 | 0 | 0 | 0 | 0 | 0 | 0 | 0 | 0 | 0 | 0 | 0
6190 | Brame Energy Center | Louisiana Energy & Power Authority | LA | 6.537% | FALSE | 513242.412 | 513242.412 | 513242.412 | 0 | 0 | 0 | 0 | 0 | 0 | 576296.223 | 577.4954 | 316.1606 | 4.56
6190 | Brame Energy Center | Lafayette Utilities System | LA | 16.34% | FALSE | 1283106.03 | 1283106.03 | 1283106.03 | 0 | 0 | 0 | 0 | 0 | 0 | 1440740.5576 | 1443.7385 | 790.4015 | 11.4
6204 | Laramie River Station | Basin Electric Power Coop | WY | 42.28% | TRUE | 4333292.9662 | 4333292.9662 | 4325609.722 | 0 | 7683.2442 | 0 | 0 | 0 | 0 | 4705626.4649 | 2757.5147 | 3874.9062 | 28.7504
6204 | Laramie River Station | Lincoln Electric System | WY | 12.75% | FALSE | 1306410.6199 | 1306410.6199 | 1304094.2587 | 0 | 2316.3612 | 0 | 0 | 0 | 0 | 1418662.5356 | 831.3416 | 1168.2152 | 8.6677
6204 | Laramie River Station | Missouri Basin Muni Power Agny | WY | 16.49% | FALSE | 1690066.2491 | 1690066.2491 | 1687069.6385 | 0 | 2996.6106 | 0 | 0 | 0 | 0 | 1835283.3587 | 1075.4829 | 1511.2867 | 11.2132
6204 | Laramie River Station | Heartland Consumers Power Dist | WY | 2.983% | FALSE | 305762.9458 | 305762.9458 | 305220.8058 | 0 | 542.14 | 0 | 0 | 0 | 0 | 332035.2953 | 194.5739 | 273.4186 | 2.0287
6204 | Laramie River Station | Tri-State | WY | 24.09% | TRUE | 2469334.7177 | 2469334.7177 | 2464956.4073 | 0 | 4378.3104 | 0 | 0 | 0 | 0 | 2681509.6254 | 1571.3747 | 2208.1222 | 16.3835
6204 | Laramie River Station | Wyoming Municipal Power Agency | WY | 1.407% | FALSE | 144169.7912 | 144169.7912 | 143914.1677 | 0 | 255.6235 | 0 | 0 | 0 | 0 | 156557.4242 | 91.7432 | 128.9191 | 0.95653
6251 | South Texas Project | Austin Energy | TX | 16% | TRUE | 3453036.16 | 0 | 0 | 0 | 0 | 3453036.16 | 0 | 0 | 0 | 0 | 0 | 0 | 0
6251 | South Texas Project | CPS Energy | TX | 40% | TRUE | 8632590.4 | 0 | 0 | 0 | 0 | 8632590.4 | 0 | 0 | 0 | 0 | 0 | 0 | 0
6251 | South Texas Project | NRG | TX | 44% | TRUE | 9495849.44 | 0 | 0 | 0 | 0 | 9495849.44 | 0 | 0 | 0 | 0 | 0 | 0 | 0
6254 | Ottumwa | Alliant Energy | IA | 48% | TRUE | 1929183.373 | 1929183.373 | 1926407.232 | 0 | 2776.141 | 0 | 0 | 0 | 0 | 2117842.3918 | 554.5378 | 1553.4288 | 16.6452
6254 | Ottumwa | Berkshire Hathaway Energy | IA | 52% | TRUE | 2089948.654 | 2089948.654 | 2086941.168 | 0 | 3007.486 | 0 | 0 | 0 | 0 | 2294329.2578 | 600.7492 | 1682.8812 | 18.0323
6257 | Scherer | Dalton Utilities | GA | 0.7% | FALSE | 99226.7297 | 99226.7297 | 99141.721 | 0 | 85.0087 | 0 | 0 | 0 | 0 | 114825.0735 | 9.486 | 75.5081 | 0.5992
6257 | Scherer | Southern | GA | 22.95% | TRUE | 3253219.2081 | 3253219.2081 | 3250432.1385 | 0 | 2787.0696 | 0 | 0 | 0 | 0 | 3764622.053 | 311.0055 | 2475.5876 | 19.6452
6257 | Scherer | Municipal Elec. Auth. of GA | GA | 15.1% | TRUE | 2140462.3112 | 2140462.3112 | 2138628.553 | 0 | 1833.7582 | 0 | 0 | 0 | 0 | 2476940.8715 | 204.6267 | 1628.818 | 12.9256
6257 | Scherer | Oglethorpe | GA | 30% | TRUE | 4252574.1282 | 4252574.1282 | 4248930.9 | 0 | 3643.2282 | 0 | 0 | 0 | 0 | 4921074.5791 | 406.5432 | 3236.0622 | 25.68
6257 | Scherer | Southern | GA | 6.25% | TRUE | 885952.9434 | 885952.9434 | 885193.9375 | 0 | 759.0059 | 0 | 0 | 0 | 0 | 1025223.8706 | 84.6965 | 674.1796 | 5.35
6257 | Scherer | NextEra Energy | GA | 19.1% | TRUE | 2707472.195 | 2707472.195 | 2705152.673 | 0 | 2319.522 | 0 | 0 | 0 | 0 | 3133084.1487 | 258.8325 | 2060.2929 | 16.3496
6257 | Scherer | JEA | GA | 5.9% | TRUE | 836339.5785 | 836339.5785 | 835623.077 | 0 | 716.5015 | 0 | 0 | 0 | 0 | 967811.3339 | 79.9535 | 636.4256 | 5.0504
6522 | Yards Creek | FirstEnergy | NJ | 50% | TRUE | 0 | 0 | 0 | 0 | 0 | 0 | 0 | 0 | 0 | 0 | 0 | 0 | 0
6522 | Yards Creek | PSEG | NJ | 16.67% | TRUE | 0 | 0 | 0 | 0 | 0 | 0 | 0 | 0 | 0 | 0 | 0 | 0 | 0
6522 | Yards Creek | PSEG | NJ | 33.33% | TRUE | 0 | 0 | 0 | 0 | 0 | 0 | 0 | 0 | 0 | 0 | 0 | 0 | 0
6595 | Toledo Bend | Sabine River Authority of LA | TX | 50% | FALSE | 55077.5 | 0 | 0 | 0 | 0 | 0 | 55077.5 | 0 | 0 | 0 | 0 | 0 | 0
6595 | Toledo Bend | Sabine River Authority of TX | TX | 50% | FALSE | 55077.5 | 0 | 0 | 0 | 0 | 0 | 55077.5 | 0 | 0 | 0 | 0 | 0 | 0
6641 | Independence Steam Electric Station | Arkansas Electric Coop | AR | 35% | TRUE | 2664961.6 | 2664961.6 | 2661857.03 | 0 | 3104.57 | 0 | 0 | 0 | 0 | 2979160.7767 | 6820.3233 | 3043.1016 | 20.041
6641 | Independence Steam Electric Station | Entergy | AR | 15.75% | TRUE | 1199232.72 | 1199232.72 | 1197835.6635 | 0 | 1397.0565 | 0 | 0 | 0 | 0 | 1340622.3495 | 3069.1455 | 1369.3957 | 9.0184
6641 | Independence Steam Electric Station | Conway Corporation | AR | 2% | FALSE | 152283.52 | 152283.52 | 152106.116 | 0 | 177.404 | 0 | 0 | 0 | 0 | 170237.7587 | 389.7328 | 173.8915 | 1.1452
6641 | Independence Steam Electric Station | City Water and Light Plant | AR | 10% | FALSE | 761417.6 | 761417.6 | 760530.58 | 0 | 887.02 | 0 | 0 | 0 | 0 | 851188.7933 | 1948.6638 | 869.4576 | 5.726
6641 | Independence Steam Electric Station | Entergy | AR | 25% | TRUE | 1903544 | 1903544 | 1901326.45 | 0 | 2217.55 | 0 | 0 | 0 | 0 | 2127971.9834 | 4871.6595 | 2173.644 | 14.315
6641 | Independence Steam Electric Station | City of Osceola - (AR) | AR | 0.5% | FALSE | 38070.88 | 38070.88 | 38026.529 | 0 | 44.351 | 0 | 0 | 0 | 0 | 42559.4397 | 97.4332 | 43.4729 | 0.2863
6641 | Independence Steam Electric Station | City of West Memphis - (AR) | AR | 1% | FALSE | 76141.76 | 76141.76 | 76053.058 | 0 | 88.702 | 0 | 0 | 0 | 0 | 79897.721 | 194.8664 | 86.9458 | 0.5726
6641 | Independence Steam Electric Station | Entergy | AR | 7.2% | TRUE | 548220.672 | 548220.672 | 547582.0176 | 0 | 638.6544 | 0 | 0 | 0 | 0 | 612855.9312 | 1403.0379 | 626.0095 | 4.1227
6641 | Independence Steam Electric Station | East Texas Electric Coop, Inc | AR | 3.55% | FALSE | 270303.248 | 270303.248 | 269988.3559 | 0 | 314.8921 | 0 | 0 | 0 | 0 | 302172.0216 | 691.7756 | 308.6574 | 2.0327
6664 | Louisa | Central Iowa Power Cooperative | IA | 4.6% | FALSE | 161960.8501 | 161960.8501 | 161097.1589 | 862.8284 | 0.86278 | 0 | 0 | 0 | 0 | 186525.3615 | 240.7319 | 160.4572 | 0.828
6664 | Louisa | Eldridge City Utilities | IA | 0.5% | FALSE | 17604.4402 | 17604.4402 | 17510.5608 | 93.7857 | 0.09378 | 0 | 0 | 0 | 0 | 20274.4958 | 26.1665 | 17.441 | 0.09
6664 | Louisa | City of Geneseo - (IL) | IA | 0.5% | FALSE | 17604.4402 | 17604.4402 | 17510.5608 | 93.7857 | 0.09378 | 0 | 0 | 0 | 0 | 20274.4958 | 26.1665 | 17.441 | 0.09
6664 | Louisa | Harlan Municipal Utilities - (IA) | IA | 0.8% | FALSE | 28167.1044 | 28167.1044 | 28016.8972 | 150.0571 | 0.15005 | 0 | 0 | 0 | 0 | 32439.1933 | 41.8664 | 27.9056 | 0.144
6664 | Louisa | Alliant Energy | IA | 4% | TRUE | 140835.5218 | 140835.5218 | 140084.486 | 750.2856 | 0.75024 | 0 | 0 | 0 | 0 | 162195.9665 | 209.3321 | 139.528 | 0.72
6664 | Louisa | Berkshire Hathaway Energy | IA | 88% | TRUE | 3098381.4796 | 3098381.4796 | 3081858.692 | 16506.2823 | 16.5053 | 0 | 0 | 0 | 0 | 3568311.2636 | 4605.3058 | 3069.6151 | 15.84
6664 | Louisa | City of Tipton - (IA) | IA | 0.5% | FALSE | 17604.4402 | 17604.4402 | 17510.5608 | 93.7857 | 0.09378 | 0 | 0 | 0 | 0 | 20274.4958 | 26.1665 | 17.441 | 0.09
6664 | Louisa | Waverly Municipal Elec Utility | IA | 1.1% | FALSE | 38729.7685 | 38729.7685 | 38523.2337 | 206.3285 | 0.20632 | 0 | 0 | 0 | 0 | 44603.8908 | 57.5663 | 38.3702 | 0.198
6705 | Warrick | Vectren | IN | 19.63% | FALSE | 519331.8283 | 519331.8283 | 514292.6477 | 5039.1806 | 0 | 0 | 0 | 0 | 0 | 592701.3134 | 453.7332 | 814.4642 | 4.0988
7113 | PEC Headworks | Quincy-Columbia Basin Irr Dist | WA | 33.34% | FALSE | 4983.0064 | 0 | 0 | 0 | 0 | 0 | 4983.0064 | 0 | 0 | 0 | 0 | 0 | 0
7113 | PEC Headworks | East Columbia Basin Irr Dist | WA | 33.33% | FALSE | 4981.5118 | 0 | 0 | 0 | 0 | 0 | 4981.5118 | 0 | 0 | 0 | 0 | 0 | 0
7113 | PEC Headworks | South Columbia Basin Irr Dist | WA | 33.33% | FALSE | 4981.5118 | 0 | 0 | 0 | 0 | 0 | 4981.5118 | 0 | 0 | 0 | 0 | 0 | 0
7213 | Clover | Dominion | VA | 50% | TRUE | 1633291.022 | 1633291.022 | 1628542.95 | 0 | 4748.072 | 0 | 0 | 0 | 0 | 1727910.3501 | 428.088 | 2424.5495 | 0.45
7213 | Clover | Old Dominion Electric Coop | VA | 50% | FALSE | 1633291.022 | 1633291.022 | 1628542.95 | 0 | 4748.072 | 0 | 0 | 0 | 0 | 1727910.3501 | 428.088 | 2424.5495 | 0.45
7238 | Cane Island | Kissimmee Utility Authority | FL | 28.01% | FALSE | 992867.6317 | 992867.6317 | 0 | 992642.8593 | 224.7725 | 0 | 0 | 0 | 0 | 430625.5291 | 2.1583 | 31.6733 | 0
7296 | State Line Combined Cycle | Westar | MO | 32.87% | TRUE | 805685.2976 | 805685.2976 | 0 | 805587.4683 | 97.8293 | 0 | 0 | 0 | 0 | 350759.2584 | 1.8367 | 49.8696 | 0
7343 | George Neal South | City of Algona - (IA) | IA | 2.94% | FALSE | 71799.2971 | 71799.2971 | 71311.3021 | 0 | 487.995 | 0 | 0 | 0 | 0 | 75665.5078 | 128.0753 | 67.7194 | 0.2058
7343 | George Neal South | Bancroft Municipal Utilities | IA | 0.35% | FALSE | 8547.5354 | 8547.5354 | 8489.4407 | 0 | 58.0946 | 0 | 0 | 0 | 0 | 9007.7985 | 15.2471 | 8.0618 | 0.0245
7343 | George Neal South | Cedar Falls Utilities | IA | 2.5% | FALSE | 61053.8241 | 61053.8241 | 60638.8624 | 0 | 414.9618 | 0 | 0 | 0 | 0 | 64341.4182 | 108.9076 | 57.5845 | 0.175
7343 | George Neal South | City of Coon Rapids | IA | 0.52% | FALSE | 12699.1954 | 12699.1954 | 12612.8834 | 0 | 86.312 | 0 | 0 | 0 | 0 | 13383.015 | 22.6528 | 11.9776 | 0.0364
7343 | George Neal South | Corn Belt Power Coop | IA | 8.7% | FALSE | 212467.3079 | 212467.3079 | 211023.241 | 0 | 1444.0669 | 0 | 0 | 0 | 0 | 223908.1353 | 378.9984 | 200.3941 | 0.609
7343 | George Neal South | City of Graettinger - (IA) | IA | 0.17% | FALSE | 4151.66 | 4151.66 | 4123.4426 | 0 | 28.2174 | 0 | 0 | 0 | 0 | 4375.2164 | 7.4057 | 3.9157 | 0.0119
7343 | George Neal South | Grundy Center Mun Light & Power | IA | 0.33% | FALSE | 8059.1048 | 8059.1048 | 8004.3298 | 0 | 54.775 | 0 | 0 | 0 | 0 | 8493.0672 | 14.3758 | 7.6012 | 0.0231
7343 | George Neal South | Alliant Energy | IA | 25.7% | TRUE | 627633.3117 | 627633.3117 | 623367.505 | 0 | 4265.8068 | 0 | 0 | 0 | 0 | 661429.779 | 1119.5701 | 591.9687 | 1.799
7343 | George Neal South | City of Laurens - (IA) | IA | 0.52% | FALSE | 12699.1954 | 12699.1954 | 12612.8834 | 0 | 86.312 | 0 | 0 | 0 | 0 | 13383.015 | 22.6528 | 11.9776 | 0.0364
7343 | George Neal South | Berkshire Hathaway Energy | IA | 40.57% | TRUE | 990781.4575 | 990781.4575 | 984047.4582 | 0 | 6733.9993 | 0 | 0 | 0 | 0 | 1044132.5344 | 1767.3525 | 934.4813 | 2.8399
7343 | George Neal South | City of Milford - (IA) | IA | 0.35% | FALSE | 8547.5354 | 8547.5354 | 8489.4407 | 0 | 58.0946 | 0 | 0 | 0 | 0 | 9007.7985 | 15.2471 | 8.0618 | 0.0245
7343 | George Neal South | Northwest Iowa Power Coop | IA | 4.86% | FALSE | 118688.6341 | 118688.6341 | 117881.9484 | 0 | 806.6856 | 0 | 0 | 0 | 0 | 125079.717 | 211.7164 | 111.9443 | 0.3402
7343 | George Neal South | NorthWestern Energy | IA | 8.68% | FALSE | 211978.8773 | 211978.8773 | 210538.1301 | 0 | 1440.7472 | 0 | 0 | 0 | 0 | 223393.404 | 378.1272 | 199.9334 | 0.6076
7343 | George Neal South | City of Spencer - (IA) | IA | 1.21% | FALSE | 29550.0509 | 29550.0509 | 29349.2094 | 0 | 200.8415 | 0 | 0 | 0 | 0 | 31141.2464 | 52.7113 | 27.8709 | 0.0847
7343 | George Neal South | City of Webster City - (IA) | IA | 2.6% | FALSE | 63495.9771 | 63495.9771 | 63064.4168 | 0 | 431.5602 | 0 | 0 | 0 | 0 | 66915.0749 | 113.2639 | 59.8879 | 0.182
7440 | VMEA 1 Credit Gen | Town of Blackstone - (VA) | VA | 4.44% | FALSE | 2.5308 | 2.5308 | 0 | 0 | 2.5308 | 0 | 0 | 0 | 0 | 4.1119 | 0 | 0 | 0
7440 | VMEA 1 Credit Gen | Town of Culpeper- (VA) | VA | 3.29% | FALSE | 1.8753 | 1.8753 | 0 | 0 | 1.8753 | 0 | 0 | 0 | 0 | 3.0469 | 0 | 0 | 0
7440 | VMEA 1 Credit Gen | Town of Elkton | VA | 1.94% | FALSE | 1.1058 | 1.1058 | 0 | 0 | 1.1058 | 0 | 0 | 0 | 0 | 1.7966 | 0 | 0 | 0
7440 | VMEA 1 Credit Gen | City of Franklin - (VA) | VA | 13.62% | FALSE | 7.7634 | 7.7634 | 0 | 0 | 7.7634 | 0 | 0 | 0 | 0 | 12.6135 | 0 | 0 | 0
7440 | VMEA 1 Credit Gen | City of Harrisonburg - (VA) | VA | 48.58% | FALSE | 27.6906 | 27.6906 | 0 | 0 | 27.6906 | 0 | 0 | 0 | 0 | 44.9901 | 0 | 0 | 0
7440 | VMEA 1 Credit Gen | City of Manassas - (VA) | VA | 26.96% | FALSE | 15.3672 | 15.3672 | 0 | 0 | 15.3672 | 0 | 0 | 0 | 0 | 24.9678 | 0 | 0 | 0
7440 | VMEA 1 Credit Gen | Town of Wakefield - (VA) | VA | 1.17% | FALSE | 0.6669 | 0.6669 | 0 | 0 | 0.6669 | 0 | 0 | 0 | 0 | 1.0835 | 0 | 0 | 0
7441 | VMEA Peaking Gen | Town of Blackstone - (VA) | VA | 4.44% | FALSE | 4.5288 | 4.5288 | 0 | 0 | 4.5288 | 0 | 0 | 0 | 0 | 2.0777 | 0 | 0 | 0
7441 | VMEA Peaking Gen | Town of Culpeper- (VA) | VA | 3.29% | FALSE | 3.3558 | 3.3558 | 0 | 0 | 3.3558 | 0 | 0 | 0 | 0 | 1.5395 | 0 | 0 | 0
7441 | VMEA Peaking Gen | Town of Elkton | VA | 1.94% | FALSE | 1.9788 | 1.9788 | 0 | 0 | 1.9788 | 0 | 0 | 0 | 0 | 0.90781 | 0 | 0 | 0
7441 | VMEA Peaking Gen | City of Franklin - (VA) | VA | 13.62% | FALSE | 13.8924 | 13.8924 | 0 | 0 | 13.8924 | 0 | 0 | 0 | 0 | 6.3734 | 0 | 0 | 0
7441 | VMEA Peaking Gen | City of Harrisonburg - (VA) | VA | 48.58% | FALSE | 49.5516 | 49.5516 | 0 | 0 | 49.5516 | 0 | 0 | 0 | 0 | 22.7327 | 0 | 0 | 0
7441 | VMEA Peaking Gen | City of Manassas - (VA) | VA | 26.96% | FALSE | 27.4992 | 27.4992 | 0 | 0 | 27.4992 | 0 | 0 | 0 | 0 | 12.6158 | 0 | 0 | 0
7441 | VMEA Peaking Gen | Town of Wakefield - (VA) | VA | 1.17% | FALSE | 1.1934 | 1.1934 | 0 | 0 | 1.1934 | 0 | 0 | 0 | 0 | 0.54749 | 0 | 0 | 0
7511 | McNary Dam Fish Attraction Project | PUD No 1 of Klickitat County | WA | 50% | FALSE | 17147 | 0 | 0 | 0 | 0 | 0 | 17147 | 0 | 0 | 0 | 0 | 0 | 0
7511 | McNary Dam Fish Attraction Project | Northern Wasco County PUD | WA | 50% | FALSE | 17147 | 0 | 0 | 0 | 0 | 0 | 17147 | 0 | 0 | 0 | 0 | 0 | 0
7594 | Belleville Dam | City of Bowling Green - (OH) | WV | 15.73% | FALSE | 43890.0033 | 0 | 0 | 0 | 0 | 0 | 43890.0033 | 0 | 0 | 0 | 0 | 0 | 0
7594 | Belleville Dam | City of Bryan - (OH) | WV | 2.19% | FALSE | 6110.5599 | 0 | 0 | 0 | 0 | 0 | 6110.5599 | 0 | 0 | 0 | 0 | 0 | 0
7594 | Belleville Dam | City of Cuyahoga Falls - (OH) | WV | 16.67% | FALSE | 46512.8007 | 0 | 0 | 0 | 0 | 0 | 46512.8007 | 0 | 0 | 0 | 0 | 0 | 0
7594 | Belleville Dam | City of Hudson - (OH) | WV | 5.69% | FALSE | 15876.2949 | 0 | 0 | 0 | 0 | 0 | 15876.2949 | 0 | 0 | 0 | 0 | 0 | 0
7594 | Belleville Dam | City of Jackson - (OH) | WV | 7.14% | FALSE | 19922.0994 | 0 | 0 | 0 | 0 | 0 | 19922.0994 | 0 | 0 | 0 | 0 | 0 | 0
7594 | Belleville Dam | City of Napoleon - (OH) | WV | 7.35% | FALSE | 20508.0435 | 0 | 0 | 0 | 0 | 0 | 20508.0435 | 0 | 0 | 0 | 0 | 0 | 0
7594 | Belleville Dam | City of Niles - (OH) | WV | 10.63% | FALSE | 29659.9323 | 0 | 0 | 0 | 0 | 0 | 29659.9323 | 0 | 0 | 0 | 0 | 0 | 0
7594 | Belleville Dam | City of Oberlin - (OH) | WV | 3.02% | FALSE | 8426.4342 | 0 | 0 | 0 | 0 | 0 | 8426.4342 | 0 | 0 | 0 | 0 | 0 | 0
7594 | Belleville Dam | City of Wadsworth - (OH) | WV | 5.62% | FALSE | 15680.9802 | 0 | 0 | 0 | 0 | 0 | 15680.9802 | 0 | 0 | 0 | 0 | 0 | 0
7594 | Belleville Dam | Other | WV | 25.96% | FALSE | 72433.8516 | 0 | 0 | 0 | 0 | 0 | 72433.8516 | 0 | 0 | 0 | 0 | 0 | 0
7775 | Versailles Peaking | City of Bowling Green - (OH) | OH | 14.32% | FALSE | 20.9072 | 20.9072 | 0 | 0 | 20.9072 | 0 | 0 | 0 | 0 | 17.4995 | 0 | 0 | 0
7775 | Versailles Peaking | City of Cuyahoga Falls - (OH) | OH | 7.46% | FALSE | 10.8916 | 10.8916 | 0 | 0 | 10.8916 | 0 | 0 | 0 | 0 | 9.1164 | 0 | 0 | 0
7775 | Versailles Peaking | City of Dover - (OH) | OH | 5.22% | FALSE | 7.6212 | 7.6212 | 0 | 0 | 7.6212 | 0 | 0 | 0 | 0 | 6.379 | 0 | 0 | 0
7775 | Versailles Peaking | City of Galion | OH | 4.29% | FALSE | 6.2634 | 6.2634 | 0 | 0 | 6.2634 | 0 | 0 | 0 | 0 | 5.2425 | 0 | 0 | 0
7775 | Versailles Peaking | City of Hamilton - (OH) | OH | 23.87% | FALSE | 34.8502 | 34.8502 | 0 | 0 | 34.8502 | 0 | 0 | 0 | 0 | 29.1699 | 0 | 0 | 0
7775 | Versailles Peaking | City of Painesville | OH | 5.22% | FALSE | 7.6212 | 7.6212 | 0 | 0 | 7.6212 | 0 | 0 | 0 | 0 | 6.379 | 0 | 0 | 0
7775 | Versailles Peaking | City of St Marys - (OH) | OH | 2.98% | FALSE | 4.3508 | 4.3508 | 0 | 0 | 4.3508 | 0 | 0 | 0 | 0 | 3.6417 | 0 | 0 | 0
7775 | Versailles Peaking | City of Wadsworth - (OH) | OH | 5.81% | FALSE | 8.4826 | 8.4826 | 0 | 0 | 8.4826 | 0 | 0 | 0 | 0 | 7.1 | 0 | 0 | 0
7775 | Versailles Peaking | Other | OH | 30.83% | FALSE | 45.0118 | 45.0118 | 0 | 0 | 45.0118 | 0 | 0 | 0 | 0 | 37.6753 | 0 | 0 | 0
7776 | Napoleon Peaking | City of Bowling Green - (OH) | OH | 14.32% | FALSE | 22.0528 | 22.0528 | 0 | 0 | 22.0528 | 0 | 0 | 0 | 0 | 18.5502 | 0 | 0 | 0
7776 | Napoleon Peaking | City of Cuyahoga Falls - (OH) | OH | 7.46% | FALSE | 11.4884 | 11.4884 | 0 | 0 | 11.4884 | 0 | 0 | 0 | 0 | 9.6637 | 0 | 0 | 0
7776 | Napoleon Peaking | City of Dover - (OH) | OH | 5.22% | FALSE | 8.0388 | 8.0388 | 0 | 0 | 8.0388 | 0 | 0 | 0 | 0 | 6.762 | 0 | 0 | 0
7776 | Napoleon Peaking | City of Hamilton - (OH) | OH | 23.87% | FALSE | 36.7598 | 36.7598 | 0 | 0 | 36.7598 | 0 | 0 | 0 | 0 | 30.9213 | 0 | 0 | 0
7776 | Napoleon Peaking | City of Painesville | OH | 5.22% | FALSE | 8.0388 | 8.0388 | 0 | 0 | 8.0388 | 0 | 0 | 0 | 0 | 6.762 | 0 | 0 | 0
7776 | Napoleon Peaking | City of St Marys - (OH) | OH | 2.98% | FALSE | 4.5892 | 4.5892 | 0 | 0 | 4.5892 | 0 | 0 | 0 | 0 | 3.8603 | 0 | 0 | 0
7776 | Napoleon Peaking | City of Wadsworth - (OH) | OH | 5.81% | FALSE | 8.9474 | 8.9474 | 0 | 0 | 8.9474 | 0 | 0 | 0 | 0 | 7.5263 | 0 | 0 | 0
7776 | Napoleon Peaking | Other | OH | 35.12% | FALSE | 54.0848 | 54.0848 | 0 | 0 | 54.0848 | 0 | 0 | 0 | 0 | 45.4946 | 0 | 0 | 0
7777 | Dover Peaking | City of Amherst- (OH) | OH | 3.73% | FALSE | 13.2415 | 13.2415 | 0 | 0 | 13.2415 | 0 | 0 | 0 | 0 | 11.1203 | 0 | 0 | 0
7777 | Dover Peaking | City of Bowie - (TX) | OH | 14.32% | FALSE | 50.836 | 50.836 | 0 | 0 | 50.836 | 0 | 0 | 0 | 0 | 42.6923 | 0 | 0 | 0
7777 | Dover Peaking | City of Cuyahoga Falls - (OH) | OH | 7.46% | FALSE | 26.483 | 26.483 | 0 | 0 | 26.483 | 0 | 0 | 0 | 0 | 22.2405 | 0 | 0 | 0
7777 | Dover Peaking | City of Dover - (OH) | OH | 5.22% | FALSE | 18.531 | 18.531 | 0 | 0 | 18.531 | 0 | 0 | 0 | 0 | 15.5624 | 0 | 0 | 0
7777 | Dover Peaking | City of Galion | OH | 4.29% | FALSE | 15.2295 | 15.2295 | 0 | 0 | 15.2295 | 0 | 0 | 0 | 0 | 12.7898 | 0 | 0 | 0
7777 | Dover Peaking | City of Hamilton - (OH) | OH | 23.87% | FALSE | 84.7385 | 84.7385 | 0 | 0 | 84.7385 | 0 | 0 | 0 | 0 | 71.1638 | 0 | 0 | 0
7777 | Dover Peaking | City of Painesville | OH | 5.22% | FALSE | 18.531 | 18.531 | 0 | 0 | 18.531 | 0 | 0 | 0 | 0 | 15.5624 | 0 | 0 | 0
7777 | Dover Peaking | City of St Marys - (OH) | OH | 2.98% | FALSE | 10.579 | 10.579 | 0 | 0 | 10.579 | 0 | 0 | 0 | 0 | 8.8843 | 0 | 0 | 0
7777 | Dover Peaking | City of Wadsworth - (OH) | OH | 5.81% | FALSE | 20.6255 | 20.6255 | 0 | 0 | 20.6255 | 0 | 0 | 0 | 0 | 17.3214 | 0 | 0 | 0
7777 | Dover Peaking | Other | OH | 27.1% | FALSE | 96.205 | 96.205 | 0 | 0 | 96.205 | 0 | 0 | 0 | 0 | 80.7934 | 0 | 0 | 0
7780 | Jackson Cntr Peaking | City of Amherst- (OH) | OH | 3.73% | FALSE | 2.238 | 2.238 | 0 | 0 | 2.238 | 0 | 0 | 0 | 0 | 1.8701 | 0 | 0 | 0
7780 | Jackson Cntr Peaking | City of Bowling Green - (OH) | OH | 14.32% | FALSE | 8.592 | 8.592 | 0 | 0 | 8.592 | 0 | 0 | 0 | 0 | 7.1796 | 0 | 0 | 0
7780 | Jackson Cntr Peaking | City of Cuyahoga Falls - (OH) | OH | 7.46% | FALSE | 4.476 | 4.476 | 0 | 0 | 4.476 | 0 | 0 | 0 | 0 | 3.7402 | 0 | 0 | 0
7780 | Jackson Cntr Peaking | City of Dover - (OH) | OH | 5.22% | FALSE | 3.132 | 3.132 | 0 | 0 | 3.132 | 0 | 0 | 0 | 0 | 2.6171 | 0 | 0 | 0
7780 | Jackson Cntr Peaking | City of Galion | OH | 4.29% | FALSE | 2.574 | 2.574 | 0 | 0 | 2.574 | 0 | 0 | 0 | 0 | 2.1509 | 0 | 0 | 0
7780 | Jackson Cntr Peaking | City of Hamilton - (OH) | OH | 23.87% | FALSE | 14.322 | 14.322 | 0 | 0 | 14.322 | 0 | 0 | 0 | 0 | 11.9677 | 0 | 0 | 0
7780 | Jackson Cntr Peaking | City of Painesville | OH | 5.22% | FALSE | 3.132 | 3.132 | 0 | 0 | 3.132 | 0 | 0 | 0 | 0 | 2.6171 | 0 | 0 | 0
7780 | Jackson Cntr Peaking | City of St Marys - (OH) | OH | 2.98% | FALSE | 1.788 | 1.788 | 0 | 0 | 1.788 | 0 | 0 | 0 | 0 | 1.4941 | 0 | 0 | 0
7780 | Jackson Cntr Peaking | City of Wadsworth - (OH) | OH | 5.81% | FALSE | 3.486 | 3.486 | 0 | 0 | 3.486 | 0 | 0 | 0 | 0 | 2.9129 | 0 | 0 | 0
7780 | Jackson Cntr Peaking | Other | OH | 27.1% | FALSE | 16.26 | 16.26 | 0 | 0 | 16.26 | 0 | 0 | 0 | 0 | 13.5871 | 0 | 0 | 0
7790 | Bonanza | Utah Municipal Power Agency | UT | 3.75% | FALSE | 127522.9489 | 127522.9489 | 127326.0712 | 0 | 196.8777 | 0 | 0 | 0 | 0 | 128390.1489 | 49.4565 | 201.7102 | 0.15
7790 | Bonanza | Deseret Generation & Tran Coop | UT | 96.25% | FALSE | 3273089.0221 | 3273089.0221 | 3268035.8287 | 0 | 5053.1933 | 0 | 0 | 0 | 0 | 3295347.1545 | 1269.3835 | 5177.2278 | 3.85
7791 | Montpelier | City of Amherst- (OH) | OH | 3.73% | FALSE | 14.8081 | 14.8081 | 0 | 0 | 14.8081 | 0 | 0 | 0 | 0 | 12.4157 | 0 | 0 | 0
7791 | Montpelier | City of Bowie - (TX) | OH | 14.32% | FALSE | 56.8504 | 56.8504 | 0 | 0 | 56.8504 | 0 | 0 | 0 | 0 | 47.6655 | 0 | 0 | 0
7791 | Montpelier | City of Cuyahoga Falls - (OH) | OH | 7.46% | FALSE | 29.6162 | 29.6162 | 0 | 0 | 29.6162 | 0 | 0 | 0 | 0 | 24.8313 | 0 | 0 | 0
7791 | Montpelier | City of Dover - (OH) | OH | 5.22% | FALSE | 20.7234 | 20.7234 | 0 | 0 | 20.7234 | 0 | 0 | 0 | 0 | 17.3753 | 0 | 0 | 0
7791 | Montpelier | City of Galion | OH | 4.29% | FALSE | 17.0313 | 17.0313 | 0 | 0 | 17.0313 | 0 | 0 | 0 | 0 | 14.2797 | 0 | 0 | 0
7791 | Montpelier | City of Hamilton - (OH) | OH | 23.87% | FALSE | 94.7639 | 94.7639 | 0 | 0 | 94.7639 | 0 | 0 | 0 | 0 | 79.4536 | 0 | 0 | 0
7791 | Montpelier | City of Painesville | OH | 5.22% | FALSE | 20.7234 | 20.7234 | 0 | 0 | 20.7234 | 0 | 0 | 0 | 0 | 17.3753 | 0 | 0 | 0
7791 | Montpelier | City of St Marys - (OH) | OH | 2.98% | FALSE | 11.8306 | 11.8306 | 0 | 0 | 11.8306 | 0 | 0 | 0 | 0 | 9.9192 | 0 | 0 | 0
7791 | Montpelier | City of Wadsworth - (OH) | OH | 5.81% | FALSE | 23.0657 | 23.0657 | 0 | 0 | 23.0657 | 0 | 0 | 0 | 0 | 19.3391 | 0 | 0 | 0
7791 | Montpelier | Other | OH | 27.1% | FALSE | 107.587 | 107.587 | 0 | 0 | 107.587 | 0 | 0 | 0 | 0 | 90.2049 | 0 | 0 | 0
7797 | Dominion/Lo Mar | City of Harrisonburg - (VA) | VA | 31.25% | FALSE | 30 | 30 | 0 | 0 | 30 | 0 | 0 | 0 | 0 | 56.888 | 0 | 0 | 0
7858 | MEPI GT Facility | PPL | IL | 7.164% | TRUE | 313.9343 | 313.9343 | 0 | 313.9343 | 0 | 0 | 0 | 0 | 0 | 246.3379 | 0.0012896 | 0.29251 | 0
7874 | Edgerton | City of Amherst- (OH) | OH | 3.73% | FALSE | 3.6181 | 3.6181 | 0 | 0 | 3.6181 | 0 | 0 | 0 | 0 | 3.053 | 0 | 0 | 0
7874 | Edgerton | City of Bowie - (TX) | OH | 14.32% | FALSE | 13.8904 | 13.8904 | 0 | 0 | 13.8904 | 0 | 0 | 0 | 0 | 11.7208 | 0 | 0 | 0
7874 | Edgerton | City of Cuyahoga Falls - (OH) | OH | 7.46% | FALSE | 7.2362 | 7.2362 | 0 | 0 | 7.2362 | 0 | 0 | 0 | 0 | 6.106 | 0 | 0 | 0
7874 | Edgerton | City of Dover - (OH) | OH | 5.22% | FALSE | 5.0634 | 5.0634 | 0 | 0 | 5.0634 | 0 | 0 | 0 | 0 | 4.2725 | 0 | 0 | 0
7874 | Edgerton | City of Galion | OH | 4.29% | FALSE | 4.1613 | 4.1613 | 0 | 0 | 4.1613 | 0 | 0 | 0 | 0 | 3.5113 | 0 | 0 | 0
7874 | Edgerton | City of Hamilton - (OH) | OH | 23.87% | FALSE | 23.1539 | 23.1539 | 0 | 0 | 23.1539 | 0 | 0 | 0 | 0 | 19.5374 | 0 | 0 | 0
7874 | Edgerton | City of Painesville | OH | 5.22% | FALSE | 5.0634 | 5.0634 | 0 | 0 | 5.0634 | 0 | 0 | 0 | 0 | 4.2725 | 0 | 0 | 0
7874 | Edgerton | City of St Marys - (OH) | OH | 2.98% | FALSE | 2.8906 | 2.8906 | 0 | 0 | 2.8906 | 0 | 0 | 0 | 0 | 2.4391 | 0 | 0 | 0
7874 | Edgerton | City of Wadsworth - (OH) | OH | 5.81% | FALSE | 5.6357 | 5.6357 | 0 | 0 | 5.6357 | 0 | 0 | 0 | 0 | 4.7554 | 0 | 0 | 0
7874 | Edgerton | Other | OH | 27.1% | FALSE | 26.287 | 26.287 | 0 | 0 | 26.287 | 0 | 0 | 0 | 0 | 22.1812 | 0 | 0 | 0
7902 | Pirkey | Northeast Texas Elec Coop, Inc | TX | 11.72% | FALSE | 503466.1142 | 503466.1142 | 502192.5537 | 1273.5605 | 0 | 0 | 0 | 0 | 0 | 571057.999 | 464.0884 | 445.1415 | 13.7593
7902 | Pirkey | Oklahoma Municipal Power Authority | TX | 2.34% | FALSE | 100521.3914 | 100521.3914 | 100267.114 | 254.2774 | 0 | 0 | 0 | 0 | 0 | 114016.6995 | 92.6593 | 88.8764 | 2.7472
7902 | Pirkey | AEP | TX | 85.94% | TRUE | 3691798.4514 | 3691798.4514 | 3682459.7324 | 9338.7191 | 0 | 0 | 0 | 0 | 0 | 4187433.8257 | 3403.0513 | 3264.1181 | 100.8936
7918 | Galion | City of Amherst- (OH) | OH | 3.73% | FALSE | 6.0426 | 6.0426 | 0 | 0 | 6.0426 | 0 | 0 | 0 | 0 | 5.0782 | 0 | 0 | 0
7918 | Galion | City of Bowie - (TX) | OH | 14.32% | FALSE | 23.1984 | 23.1984 | 0 | 0 | 23.1984 | 0 | 0 | 0 | 0 | 19.4958 | 0 | 0 | 0
7918 | Galion | City of Cuyahoga Falls - (OH) | OH | 7.46% | FALSE | 12.0852 | 12.0852 | 0 | 0 | 12.0852 | 0 | 0 | 0 | 0 | 10.1563 | 0 | 0 | 0
7918 | Galion | City of Dover - (OH) | OH | 5.22% | FALSE | 8.4564 | 8.4564 | 0 | 0 | 8.4564 | 0 | 0 | 0 | 0 | 7.1067 | 0 | 0 | 0
7918 | Galion | City of Galion | OH | 4.29% | FALSE | 6.9498 | 6.9498 | 0 | 0 | 6.9498 | 0 | 0 | 0 | 0 | 5.8406 | 0 | 0 | 0
7918 | Galion | City of Hamilton - (OH) | OH | 23.87% | FALSE | 38.6694 | 38.6694 | 0 | 0 | 38.6694 | 0 | 0 | 0 | 0 | 32.4975 | 0 | 0 | 0
7918 | Galion | City of Painesville | OH | 5.22% | FALSE | 8.4564 | 8.4564 | 0 | 0 | 8.4564 | 0 | 0 | 0 | 0 | 7.1067 | 0 | 0 | 0
7918 | Galion | City of St Marys - (OH) | OH | 2.98% | FALSE | 4.8276 | 4.8276 | 0 | 0 | 4.8276 | 0 | 0 | 0 | 0 | 4.0571 | 0 | 0 | 0
7918 | Galion | City of Wadsworth - (OH) | OH | 5.81% | FALSE | 9.4122 | 9.4122 | 0 | 0 | 9.4122 | 0 | 0 | 0 | 0 | 7.91 | 0 | 0 | 0
7918 | Galion | Other | OH | 27.1% | FALSE | 43.902 | 43.902 | 0 | 0 | 43.902 | 0 | 0 | 0 | 0 | 36.895 | 0 | 0 | 0
7919 | Seville | City of Amherst- (OH) | OH | 3.73% | FALSE | 4.2149 | 4.2149 | 0 | 0 | 4.2149 | 0 | 0 | 0 | 0 | 3.5334 | 0 | 0 | 0
7919 | Seville | City of Bowie - (TX) | OH | 14.32% | FALSE | 16.1816 | 16.1816 | 0 | 0 | 16.1816 | 0 | 0 | 0 | 0 | 13.5653 | 0 | 0 | 0
7919 | Seville | City of Cuyahoga Falls - (OH) | OH | 7.46% | FALSE | 8.4298 | 8.4298 | 0 | 0 | 8.4298 | 0 | 0 | 0 | 0 | 7.0669 | 0 | 0 | 0
7919 | Seville | City of Dover - (OH) | OH | 5.22% | FALSE | 5.8986 | 5.8986 | 0 | 0 | 5.8986 | 0 | 0 | 0 | 0 | 4.9449 | 0 | 0 | 0
7919 | Seville | City of Galion | OH | 4.29% | FALSE | 4.8477 | 4.8477 | 0 | 0 | 4.8477 | 0 | 0 | 0 | 0 | 4.0639 | 0 | 0 | 0
7919 | Seville | City of Hamilton - (OH) | OH | 23.87% | FALSE | 26.9731 | 26.9731 | 0 | 0 | 26.9731 | 0 | 0 | 0 | 0 | 22.6121 | 0 | 0 | 0
7919 | Seville | City of Painesville | OH | 5.22% | FALSE | 5.8986 | 5.8986 | 0 | 0 | 5.8986 | 0 | 0 | 0 | 0 | 4.9449 | 0 | 0 | 0
7919 | Seville | City of St Marys - (OH) | OH | 2.98% | FALSE | 3.3674 | 3.3674 | 0 | 0 | 3.3674 | 0 | 0 | 0 | 0 | 2.823 | 0 | 0 | 0
7919 | Seville | City of Wadsworth - (OH) | OH | 5.81% | FALSE | 6.5653 | 6.5653 | 0 | 0 | 6.5653 | 0 | 0 | 0 | 0 | 5.5038 | 0 | 0 | 0
7919 | Seville | Other | OH | 27.1% | FALSE | 30.623 | 30.623 | 0 | 0 | 30.623 | 0 | 0 | 0 | 0 | 25.6718 | 0 | 0 | 0
7966 | Iowa Distributed Wind Generation Project | City of Algona - (IA) | IA | 11% | FALSE | 121.88 | 0 | 0 | 0 | 0 | 0 | 0 | 0 | 121.88 | 0 | 0 | 0 | 0
7966 | Iowa Distributed Wind Generation Project | Cedar Falls Utilities | IA | 65% | FALSE | 720.2 | 0 | 0 | 0 | 0 | 0 | 0 | 0 | 720.2 | 0 | 0 | 0 | 0
7966 | Iowa Distributed Wind Generation Project | City of Ellsworth - (IA) | IA | 2% | FALSE | 22.16 | 0 | 0 | 0 | 0 | 0 | 0 | 0 | 22.16 | 0 | 0 | 0 | 0
7966 | Iowa Distributed Wind Generation Project | City of Estherville - (IA) | IA | 8% | FALSE | 88.64 | 0 | 0 | 0 | 0 | 0 | 0 | 0 | 88.64 | 0 | 0 | 0 | 0
7966 | Iowa Distributed Wind Generation Project | City of Fonda - (IA) | IA | 4% | FALSE | 44.32 | 0 | 0 | 0 | 0 | 0 | 0 | 0 | 44.32 | 0 | 0 | 0 | 0
7966 | Iowa Distributed Wind Generation Project | City of Montezuma - (KS) | IA | 9% | FALSE | 99.72 | 0 | 0 | 0 | 0 | 0 | 0 | 0 | 99.72 | 0 | 0 | 0 | 0
7966 | Iowa Distributed Wind Generation Project | Town of Westfield - (IA) | IA | 1% | FALSE | 11.08 | 0 | 0 | 0 | 0 | 0 | 0 | 0 | 11.08 | 0 | 0 | 0 | 0
7991 | West Campus Cogeneration Facility | University of Wisconsin | WI | 9.052% | FALSE | 28397.2337 | 28397.2337 | 0 | 28385.7434 | 11.4903 | 0 | 0 | 0 | 0 | 14557.3226 | 0.074498 | 1.2529 | 0
8004 | Fife Brook | Brookfield | MA | 50% | TRUE | 17568 | 0 | 0 | 0 | 0 | 0 | 17568 | 0 | 0 | 0 | 0 | 0 | 0
8004 | Fife Brook | Emera | MA | 50% | TRUE | 17568 | 0 | 0 | 0 | 0 | 0 | 17568 | 0 | 0 | 0 | 0 | 0 | 0
8005 | Bear Swamp | Brookfield | MA | 50% | TRUE | 0 | 0 | 0 | 0 | 0 | 0 | 0 | 0 | 0 | 0 | 0 | 0 | 0
8005 | Bear Swamp | Emera | MA | 50% | TRUE | 0 | 0 | 0 | 0 | 0 | 0 | 0 | 0 | 0 | 0 | 0 | 0 | 0
8023 | Columbia (WI) | MGE Energy | WI | 20.4% | FALSE | 1327906.1795 | 1327906.1795 | 1326868.734 | 0 | 1037.4455 | 0 | 0 | 0 | 0 | 1440875.6624 | 437.6355 | 921.5708 | 8.1506
8023 | Columbia (WI) | Alliant Energy | WI | 50.1% | TRUE | 3261181.3525 | 3261181.3525 | 3258633.5085 | 0 | 2547.844 | 0 | 0 | 0 | 0 | 3538621.112 | 1074.7813 | 2263.2695 | 20.0169
8023 | Columbia (WI) | WEC Energy Group | WI | 29.5% | TRUE | 1920256.485 | 1920256.485 | 1918756.2575 | 0 | 1500.2275 | 0 | 0 | 0 | 0 | 2083619.2176 | 632.8552 | 1332.6637 | 11.7864
8066 | Jim Bridger | IDACORP | WY | 33.33% | TRUE | 3880548.4087 | 3880548.4087 | 3876730.9548 | 0 | 3817.4539 | 0 | 0 | 0 | 0 | 4356175.342 | 2970.8765 | 2320.3446 | 31.2635
8066 | Jim Bridger | Berkshire Hathaway Energy | WY | 66.67% | TRUE | 7762261.0983 | 7762261.0983 | 7754625.0452 | 0 | 7636.0531 | 0 | 0 | 0 | 0 | 8713657.6672 | 5942.6445 | 4641.3854 | 62.5365
8222 | Coyote | MDU Resources | ND | 25% | FALSE | 656484.762 | 656484.762 | 653188.125 | 0 | 3296.637 | 0 | 0 | 0 | 0 | 808412.9393 | 3360.986 | 1594.422 | 20.1897
8222 | Coyote | Minnkota Power Coop, Inc | ND | 30% | FALSE | 787781.7144 | 787781.7144 | 783825.75 | 0 | 3955.9644 | 0 | 0 | 0 | 0 | 970095.5272 | 4033.1832 | 1913.3064 | 24.2276
8222 | Coyote | NorthWestern Energy | ND | 10% | FALSE | 262593.9048 | 262593.9048 | 261275.25 | 0 | 1318.6548 | 0 | 0 | 0 | 0 | 323365.1757 | 1344.3944 | 637.7688 | 8.0759
8222 | Coyote | Otter Tail Power | ND | 35% | FALSE | 919078.6668 | 919078.6668 | 914463.375 | 0 | 4615.2918 | 0 | 0 | 0 | 0 | 1131778.115 | 4705.3804 | 2232.1908 | 28.2655
8224 | North Valmy | IDACORP | NV | 50% | TRUE | 326415.999 | 326415.999 | 323912.99 | 0 | 2503.009 | 0 | 0 | 0 | 0 | 419931.0937 | 793.968 | 630.8415 | 0
8224 | North Valmy | Berkshire Hathaway Energy | NV | 50% | TRUE | 326415.999 | 326415.999 | 323912.99 | 0 | 2503.009 | 0 | 0 | 0 | 0 | 419931.0937 | 793.968 | 630.8415 | 0
10090 | Commerce Refuse To Energy | Los Angeles County | CA | 50% | FALSE | 35791.5 | 3438.676 | 0 | 3438.676 | 0 | 0 | 0 | 32352.824 | 0 | 3053.9905 | 0 | 0 | 0
10090 | Commerce Refuse To Energy | Los Angeles County Sanitation | CA | 50% | FALSE | 35791.5 | 3438.676 | 0 | 3438.676 | 0 | 0 | 0 | 32352.824 | 0 | 3053.9905 | 0 | 0 | 0
10156 | Fresno Cogen Partners | Wellhead Electric | CA | 75% | FALSE | 17791.5 | 17791.5 | 0 | 17791.5 | 0 | 0 | 0 | 0 | 0 | 10208.0997 | 0.042 | 0.873 | 0
10156 | Fresno Cogen Partners | Wellhead Electric | CA | 25% | FALSE | 5930.5 | 5930.5 | 0 | 5930.5 | 0 | 0 | 0 | 0 | 0 | 3402.6999 | 0.014 | 0.291 | 0
10169 | Carson Cogeneration | CMD Carson GP LLC | CA | 2% | FALSE | 96.82 | 96.82 | 0 | 96.82 | 0 | 0 | 0 | 0 | 0 | 48.9052 | 0.00026 | 0.0311 | 0
10169 | Carson Cogeneration | CMD Carson LLC | CA | 98% | FALSE | 4744.18 | 4744.18 | 0 | 4744.18 | 0 | 0 | 0 | 0 | 0 | 2396.3561 | 0.01274 | 1.5239 | 0
10214 | Lower Saranac Hydroelectric Facility | Enel | NY | 0.9552% | TRUE | 311.3457 | 0 | 0 | 0 | 0 | 0 | 311.3457 | 0 | 0 | 0 | 0 | 0 | 0
10214 | Lower Saranac Hydroelectric Facility | Enel | NY | 94.57% | TRUE | 30823.2215 | 0 | 0 | 0 | 0 | 0 | 30823.2215 | 0 | 0 | 0 | 0 | 0 | 0
10218 | Warrensburg Hydroelectric | Warrensburg Hydro Power LP | NY | 98% | FALSE | 12264.7 | 0 | 0 | 0 | 0 | 0 | 12264.7 | 0 | 0 | 0 | 0 | 0 | 0
10218 | Warrensburg Hydroelectric | Warrensburg II Corporation | NY | 2% | FALSE | 250.3 | 0 | 0 | 0 | 0 | 0 | 250.3 | 0 | 0 | 0 | 0 | 0 | 0
10219 | Middle Falls Hydro | Middle Falls Ltd Partnership | NY | 98% | FALSE | 10512.46 | 0 | 0 | 0 | 0 | 0 | 10512.46 | 0 | 0 | 0 | 0 | 0 | 0
10219 | Middle Falls Hydro | Boralex Middle Falls, LLC | NY | 2% | FALSE | 214.54 | 0 | 0 | 0 | 0 | 0 | 214.54 | 0 | 0 | 0 | 0 | 0 | 0
10220 | Sissonville Hydro | Sissonville Ltd Partnership | NY | 98% | FALSE | 17802.68 | 0 | 0 | 0 | 0 | 0 | 17802.68 | 0 | 0 | 0 | 0 | 0 | 0
10220 | Sissonville Hydro | Sissonville II, LLC | NY | 2% | FALSE | 363.32 | 0 | 0 | 0 | 0 | 0 | 363.32 | 0 | 0 | 0 | 0 | 0 | 0
10221 | New York State Dam Hydro | NYSD Ltd Partnership | NY | 98% | FALSE | 57280.02 | 0 | 0 | 0 | 0 | 0 | 57280.02 | 0 | 0 | 0 | 0 | 0 | 0
10221 | New York State Dam Hydro | State Dam II, LLC | NY | 2% | FALSE | 1168.98 | 0 | 0 | 0 | 0 | 0 | 1168.98 | 0 | 0 | 0 | 0 | 0 | 0
10222 | Tulare Success Power Project | Vandalia ID | CA | 9% | FALSE | 440.64 | 0 | 0 | 0 | 0 | 0 | 440.64 | 0 | 0 | 0 | 0 | 0 | 0
10222 | Tulare Success Power Project | DKTRA | CA | 11% | FALSE | 538.56 | 0 | 0 | 0 | 0 | 0 | 538.56 | 0 | 0 | 0 | 0 | 0 | 0
10222 | Tulare Success Power Project | Pioneer Water Co | CA | 9% | FALSE | 440.64 | 0 | 0 | 0 | 0 | 0 | 440.64 | 0 | 0 | 0 | 0 | 0 | 0
10222 | Tulare Success Power Project | Porterville ID | CA | 14% | FALSE | 685.44 | 0 | 0 | 0 | 0 | 0 | 685.44 | 0 | 0 | 0 | 0 | 0 | 0
10222 | Tulare Success Power Project | LTRID | CA | 57% | FALSE | 2790.72 | 0 | 0 | 0 | 0 | 0 | 2790.72 | 0 | 0 | 0 | 0 | 0 | 0
10261 | Enterprise Products Operating | Phillips 66 Company | TX | 1.216% | FALSE | 1911.6367 | 1911.6367 | 0 | 1911.6367 | 0 | 0 | 0 | 0 | 0 | 1695.2671 | 0 | 0 | 0
10261 | Enterprise Products Operating | DCP NGL Services | TX | 1.216% | FALSE | 1911.6367 | 1911.6367 | 0 | 1911.6367 | 0 | 0 | 0 | 0 | 0 | 1695.2671 | 0 | 0 | 0
10290 | Bridgewater Power LP | no name | NH | 20% | FALSE | 24292.8002 | 16.2542 | 0 | 0 | 16.2542 | 0 | 0 | 24276.546 | 0 | 20.9189 | 0 | 0 | 0
10290 | Bridgewater Power LP | Olympus Power | NH | 80% | FALSE | 97171.2008 | 65.0168 | 0 | 0 | 65.0168 | 0 | 0 | 97106.184 | 0 | 83.6755 | 0 | 0 | 0
10308 | Sayreville Cogeneration Facility | Dynegy | NJ | 16.67% | TRUE | 141113.6667 | 141113.6667 | 0 | 141113.6667 | 0 | 0 | 0 | 0 | 0 | 71282.5568 | 0.36 | 47.3545 | 0
10308 | Sayreville Cogeneration Facility | NextEra Energy | NJ | 50% | TRUE | 423341 | 423341 | 0 | 423341 | 0 | 0 | 0 | 0 | 0 | 213847.6705 | 1.08 | 142.0635 | 0
10308 | Sayreville Cogeneration Facility | Dynegy | NJ | 33.33% | TRUE | 282227.3333 | 282227.3333 | 0 | 282227.3333 | 0 | 0 | 0 | 0 | 0 | 142565.1137 | 0.72 | 94.709 | 0
10342 | Foster Wheeler Martinez | Foster Wheeler Power Sys Inc | CA | 64.11% | FALSE | 475931.1826 | 475931.1826 | 0 | 475931.1826 | 0 | 0 | 0 | 0 | 0 | 170704.9368 | 0 | 0 | 0
10342 | Foster Wheeler Martinez | BRE Partner - BRE | CA | 1% | FALSE | 7423.65 | 7423.65 | 0 | 7423.65 | 0 | 0 | 0 | 0 | 0 | 2662.6827 | 0 | 0 | 0
10342 | Foster Wheeler Martinez | Foster Wheeler Martinez Inc | CA | 34.89% | FALSE | 259010.1674 | 259010.1674 | 0 | 259010.1674 | 0 | 0 | 0 | 0 | 0 | 92900.6459 | 0 | 0 | 0
10439 | SEGS III | NextEra Energy | CA | 50% | TRUE | 22391.5 | 334 | 0 | 334 | 0 | 0 | 0 | 0 | 22057.5 | 299.9959 | 0 | 0 | 0
10439 | SEGS III | Fortress Investment Group | CA | 46.83% | FALSE | 20971.8789 | 312.8244 | 0 | 312.8244 | 0 | 0 | 0 | 0 | 20659.0545 | 280.9761 | 0 | 0 | 0
10439 | SEGS III | Other | CA | 3.17% | FALSE | 1419.6211 | 21.1756 | 0 | 21.1756 | 0 | 0 | 0 | 0 | 1398.4455 | 19.0197 | 0 | 0 | 0
10440 | SEGS IV | NextEra Energy | CA | 37.83% | TRUE | 16551.3816 | 215.631 | 0 | 215.631 | 0 | 0 | 0 | 0 | 16335.7506 | 215.9663 | 0 | 0 | 0
10440 | SEGS IV | Fortress Investment Group | CA | 49.95% | FALSE | 21854.124 | 284.715 | 0 | 284.715 | 0 | 0 | 0 | 0 | 21569.409 | 285.1577 | 0 | 0 | 0
10440 | SEGS IV | Exelon | CA | 12.22% | TRUE | 5346.4944 | 69.654 | 0 | 69.654 | 0 | 0 | 0 | 0 | 5276.8404 | 69.7623 | 0 | 0 | 0
10441 | SEGS V | NextEra Energy | CA | 45.84% | TRUE | 23672.6928 | 3533.3472 | 0 | 3533.3472 | 0 | 0 | 0 | 0 | 20139.3456 | 3919.1988 | 0 | 0 | 0
10441 | SEGS V | Fortress Investment Group | CA | 49.96% | FALSE | 25800.3432 | 3850.9168 | 0 | 3850.9168 | 0 | 0 | 0 | 0 | 21949.4264 | 4271.448 | 0 | 0 | 0
10441 | SEGS V | Exelon | CA | 4.2% | TRUE | 2168.964 | 323.736 | 0 | 323.736 | 0 | 0 | 0 | 0 | 1845.228 | 359.0889 | 0 | 0 | 0
10442 | SEGS VI | NextEra Energy | CA | 41.16% | TRUE | 18889.5588 | 3915.5508 | 0 | 3915.5508 | 0 | 0 | 0 | 0 | 14974.008 | 3105.2397 | 0 | 0 | 0
10442 | SEGS VI | Fortress Investment Group | CA | 50% | FALSE | 22946.5 | 4756.5 | 0 | 4756.5 | 0 | 0 | 0 | 0 | 18190 | 3772.1571 | 0 | 0 | 0
10442 | SEGS VI | Exelon | CA | 8.84% | TRUE | 4056.9412 | 840.9492 | 0 | 840.9492 | 0 | 0 | 0 | 0 | 3215.992 | 666.9174 | 0 | 0 | 0
10443 | SEGS VII | NextEra Energy | CA | 50% | TRUE | 21825 | 5524.5 | 0 | 5524.5 | 0 | 0 | 0 | 0 | 16300.5 | 4416.3036 | 0 | 0 | 0
10443 | SEGS VII | Fortress Investment Group | CA | 49.92% | FALSE | 21790.08 | 5515.6608 | 0 | 5515.6608 | 0 | 0 | 0 | 0 | 16274.4192 | 4409.2376 | 0 | 0 | 0
10443 | SEGS VII | Other | CA | 0.08% | FALSE | 34.92 | 8.8392 | 0 | 8.8392 | 0 | 0 | 0 | 0 | 26.0808 | 7.0661 | 0 | 0 | 0
10444 | SEGS VIII | Energy Capital Partners | CA | 100% | TRUE | 143752 | 20211 | 0 | 20211 | 0 | 0 | 0 | 0 | 123541 | 17117.0632 | 0 | 0 | 0
10446 | SEGS IX | NextEra Energy | CA | 50% | TRUE | 75831.5 | 10197.5 | 0 | 10197.5 | 0 | 0 | 0 | 0 | 65634 | 7969.0891 | 0 | 0 | 0
10446 | SEGS IX | Energy Capital Partners | CA | 50% | TRUE | 75831.5 | 10197.5 | 0 | 10197.5 | 0 | 0 | 0 | 0 | 65634 | 7969.0891 | 0 | 0 | 0
10523 | Benton Falls Associates | Concord Hydro Associates | ME | 99% | FALSE | 6655.77 | 0 | 0 | 0 | 0 | 0 | 6655.77 | 0 | 0 | 0 | 0 | 0 | 0
10523 | Benton Falls Associates | Essex Hydro Associates LLC | ME | 1% | FALSE | 67.23 | 0 | 0 | 0 | 0 | 0 | 67.23 | 0 | 0 | 0 | 0 | 0 | 0
10525 | Craven County Wood Energy LP | CMS Energy | NC | 50% | TRUE | 187307.9985 | 0 | 0 | 0 | 0 | 0 | 0 | 187307.9985 | 0 | 282462.9995 | 74.682 | 314.8665 | 0
10525 | Craven County Wood Energy LP | AltaGas | NC | 50% | FALSE | 187307.9985 | 0 | 0 | 0 | 0 | 0 | 0 | 187307.9985 | 0 | 282462.9995 | 74.682 | 314.8665 | 0
10555 | Brassua Hydroelectric Project | Brookfield | ME | 75.8% | TRUE | 14625.61 | 0 | 0 | 0 | 0 | 0 | 14625.61 | 0 | 0 | 0 | 0 | 0 | 0
10555 | Brassua Hydroelectric Project | Eagle Creek Madison Hydro, LLC | ME | 24.2% | FALSE | 4669.39 | 0 | 0 | 0 | 0 | 0 | 4669.39 | 0 | 0 | 0 | 0 | 0 | 0
10603 | Ebensburg Power | Ebensburg Generation, LLC | PA | 99.5% | FALSE | 247891.315 | 247891.315 | 247484.4098 | 406.9053 | 0 | 0 | 0 | 0 | 0 | 396852.6549 | 1174.3438 | 203.7869 | 0.0597
10603 | Ebensburg Power | Revloc Reclamation Service, Inc. | PA | 0.5% | FALSE | 1245.685 | 1245.685 | 1243.6403 | 2.0448 | 0 | 0 | 0 | 0 | 0 | 1994.2344 | 5.9012 | 1.0241 | 0.0003
10652 | Burney Forest Products | Forest Product, L.P. | CA | 55.56% | FALSE | 93221.9022 | 6000.8584 | 0 | 6000.8584 | 0 | 0 | 0 | 87221.0438 | 0 | 5292.7393 | 0 | 0 | 0
10652 | Burney Forest Products | Burney Biomass Power LLC | CA | 44.44% | FALSE | 74564.0988 | 4799.8226 | 0 | 4799.8226 | 0 | 0 | 0 | 69764.2762 | 0 | 4233.4294 | 0 | 0 | 0
10687 | Black River Hydro Associates | BT Capital | NY | 1.5% | FALSE | 154.5 | 0 | 0 | 0 | 0 | 0 | 154.5 | 0 | 0 | 0 | 0 | 0 | 0
10687 | Black River Hydro Associates | Enel | NY | 98.5% | TRUE | 10145.5 | 0 | 0 | 0 | 0 | 0 | 10145.5 | 0 | 0 | 0 | 0 | 0 | 0
10803 | Ogdensburg Power | AG Energy LP | NY | 1% | FALSE | 0 | 0 | 0 | 0 | 0 | 0 | 0 | 0 | 0 | 0 | 0 | 0 | 0
10803 | Ogdensburg Power | Alliance Energy Group LLC | NY | 99% | FALSE | 0 | 0 | 0 | 0 | 0 | 0 | 0 | 0 | 0 | 0 | 0 | 0 | 0
10822 | Grayling Generating Station | CMS Energy | MI | 1% | TRUE | 1602.16 | 8.0524 | 0 | 8.0524 | 0 | 0 | 0 | 1594.1075 | 0 | 7.4341 | 0.076 | 1.7163 | 0
10822 | Grayling Generating Station | CMS Energy | MI | 49% | TRUE | 78505.8385 | 394.5691 | 0 | 394.5691 | 0 | 0 | 0 | 78111.2695 | 0 | 364.2732 | 3.724 | 84.0972 | 0
10822 | Grayling Generating Station | AltaGas | MI | 30% | FALSE | 48064.7991 | 241.5729 | 0 | 241.5729 | 0 | 0 | 0 | 47823.2262 | 0 | 223.0244 | 2.28 | 51.4881 | 0
10822 | Grayling Generating Station | Other Grayling Development Partners | MI | 20% | FALSE | 32043.1994 | 161.0486 | 0 | 161.0486 | 0 | 0 | 0 | 31882.1508 | 0 | 148.6829 | 1.52 | 34.3254 | 0
50051 | Penobscot Energy Recovery | SET PERC Investment LLC | ME | 52.7% | FALSE | 89231.64 | 1149.2184 | 0 | 0 | 1149.2184 | 0 | 0 | 88082.4216 | 0 | 1634.9909 | 0 | 0 | 0
50051 | Penobscot Energy Recovery | Equity Charter Municipalities | ME | 23% | FALSE | 38943.6 | 501.5564 | 0 | 0 | 501.5564 | 0 | 0 | 38442.0436 | 0 | 713.5634 | 0 | 0 | 0
50051 | Penobscot Energy Recovery | PERC Holdings, LLC | ME | 24.3% | FALSE | 41144.76 | 529.9052 | 0 | 0 | 529.9052 | 0 | 0 | 40614.8548 | 0 | 753.8952 | 0 | 0 | 0
50216 | Watson Cogeneration | NRG | CA | 49% | TRUE | 1479604.5018 | 1322803.9682 | 0 | 1319879.7339 | 2924.2342 | 0 | 0 | 156800.5336 | 0 | 490551.2727 | 0 | 0 | 0
50216 | Watson Cogeneration | Tesoro SoCal Cogen LLC | CA | 51% | FALSE | 1539996.5222 | 1376795.9668 | 0 | 1373752.3761 | 3043.5907 | 0 | 0 | 163200.5554 | 0 | 510573.7736 | 0 | 0 | 0
50243 | Bucksport Generation LLC | Bucksport Energy LLC | ME | 47.56% | FALSE | 3020.9285 | 3020.9285 | 0 | 2902.1507 | 118.7779 | 0 | 0 | 0 | 0 | 1054.7568 | 0.1032 | 1.3388 | 0
50560 | Pacific-Ultrapower Chinese Station | Pacific Energy Resources Inc | CA | 55% | FALSE | 65210.2 | 0 | 0 | 0 | 0 | 0 | 0 | 65210.2 | 0 | 0 | 0 | 0 | 0
50560 | Pacific-Ultrapower Chinese Station | IHI Power Services Corp | CA | 45% | FALSE | 53353.8 | 0 | 0 | 0 | 0 | 0 | 0 | 53353.8 | 0 | 0 | 0 | 0 | 0
50623 | Gaviota Oil Plant | Capitan Oil Pipeline Co | CA | 10.33% | FALSE | 0 | 0 | 0 | 0 | 0 | 0 | 0 | 0 | 0 | 0 | 0 | 0 | 0
50623 | Gaviota Oil Plant | Kock Exploration Co LLC | CA | 4.3% | FALSE | 0 | 0 | 0 | 0 | 0 | 0 | 0 | 0 | 0 | 0 | 0 | 0 | 0
50623 | Gaviota Oil Plant | Freeport McMoRan Inc | CA | 69.34% | FALSE | 0 | 0 | 0 | 0 | 0 | 0 | 0 | 0 | 0 | 0 | 0 | 0 | 0
50623 | Gaviota Oil Plant | Sun Offshore Gathering Co | CA | 8.26% | FALSE | 0 | 0 | 0 | 0 | 0 | 0 | 0 | 0 | 0 | 0 | 0 | 0 | 0
50623 | Gaviota Oil Plant | Whiting Programs Inc | CA | 6.07% | FALSE | 0 | 0 | 0 | 0 | 0 | 0 | 0 | 0 | 0 | 0 | 0 | 0 | 0
50623 | Gaviota Oil Plant | Harvest Energy Inc | CA | 1.7% | FALSE | 0 | 0 | 0 | 0 | 0 | 0 | 0 | 0 | 0 | 0 | 0 | 0 | 0
50827 | Twin Falls Hydro | South Fork Resources Inc | WA | 1% | FALSE | 777.7 | 0 | 0 | 0 | 0 | 0 | 777.7 | 0 | 0 | 0 | 0 | 0 | 0
50827 | Twin Falls Hydro | Enel | WA | 99% | TRUE | 76992.3 | 0 | 0 | 0 | 0 | 0 | 76992.3 | 0 | 0 | 0 | 0 | 0 | 0
50835 | TES Filer City Station | CMS Energy | MI | 50% | TRUE | 243450.4995 | 221790.28 | 221790.28 | 0 | 0 | 0 | 0 | 21660.2195 | 0 | 249547.1166 | 219.7375 | 643.819 | 0.05
50835 | TES Filer City Station | Western Michigan Cogeneration LP | MI | 44% | FALSE | 214236.4396 | 195175.4464 | 195175.4464 | 0 | 0 | 0 | 0 | 19060.9932 | 0 | 219601.4626 | 193.369 | 566.5607 | 0.044
50835 | TES Filer City Station | KCR Power Co LLC | MI | 5% | FALSE | 24345.05 | 22179.028 | 22179.028 | 0 | 0 | 0 | 0 | 2166.0219 | 0 | 24954.7117 | 21.9738 | 64.3819 | 0.005
50835 | TES Filer City Station | Louisiana Iron Works Inc | MI | 1% | FALSE | 4869.01 | 4435.8056 | 4435.8056 | 0 | 0 | 0 | 0 | 433.2044 | 0 | 4990.9423 | 4.3948 | 12.8764 | 0.001
50837 | Southeast Resource Recovery | Los Angeles County Sanitation | CA | 38.5% | FALSE | 70986.685 | 6343.4752 | 0 | 6343.4752 | 0 | 0 | 0 | 64643.2098 | 0 | 7241.4326 | 0 | 0 | 0
50837 | Southeast Resource Recovery | Long Beach City Sani Dist CA | CA | 61.5% | FALSE | 113394.315 | 10133.0838 | 0 | 10133.0838 | 0 | 0 | 0 | 103261.2312 | 0 | 11567.4833 | 0 | 0 | 0
50951 | Sunnyside Cogen Associates | Colmac Utah, Inc. | UT | 50% | FALSE | 207185.502 | 207185.502 | 206634.52 | 0 | 550.982 | 0 | 0 | 0 | 0 | 266628.1191 | 0 | 0 | 0.47
50951 | Sunnyside Cogen Associates | Sunnyside Holdings I, Inc. | UT | 50% | FALSE | 207185.502 | 207185.502 | 206634.52 | 0 | 550.982 | 0 | 0 | 0 | 0 | 266628.1191 | 0 | 0 | 0.47
50961 | Slate Creek | BT Capital | CA | 5% | FALSE | 445.65 | 0 | 0 | 0 | 0 | 0 | 445.65 | 0 | 0 | 0 | 0 | 0 | 0
50961 | Slate Creek | Enel | CA | 95% | TRUE | 8467.35 | 0 | 0 | 0 | 0 | 0 | 8467.35 | 0 | 0 | 0 | 0 | 0 | 0
50974 | Scrubgrass Generating Plant | Scrubgrass Generating Company LP | PA | 70% | FALSE | 303731.4014 | 303731.4014 | 303004.891 | 0 | 726.5104 | 0 | 0 | 0 | 0 | 430123.548 | 724.8269 | 343.336 | 0.42
50974 | Scrubgrass Generating Plant | Olympus Power | PA | 30% | FALSE | 130170.6006 | 130170.6006 | 129859.239 | 0 | 311.3616 | 0 | 0 | 0 | 0 | 184338.6634 | 310.6401 | 147.144 | 0.18
51026 | Ryegate Power Station | ENGIE | VT | 66.9% | FALSE | 111017.205 | 0 | 0 | 0 | 0 | 0 | 0 | 111017.205 | 0 | 0 | 0 | 0 | 0
51026 | Ryegate Power Station | Equinox Vermont Corporation | VT | 33.1% | FALSE | 54927.795 | 0 | 0 | 0 | 0 | 0 | 0 | 54927.795 | 0 | 0 | 0 | 0 | 0
52127 | Elk Basin Gasoline Plant | Exxon Mobil | WY | 36% | TRUE | 3.96 | 0 | 0 | 0 | 0 | 0 | 0 | 3.96 | 0 | 1.3226 | 0 | 0 | 0
52127 | Elk Basin Gasoline Plant | Vanguard Natural Resources LLC | WY | 64% | FALSE | 7.04 | 0 | 0 | 0 | 0 | 0 | 0 | 7.04 | 0 | 2.3512 | 0 | 0 | 0
52169 | Midway Sunset Cogen | Aera Energy LLC | CA | 50% | FALSE | 413257 | 413257 | 0 | 413257 | 0 | 0 | 0 | 0 | 0 | 104911.6999 | 0 | 0 | 0
52169 | Midway Sunset Cogen | NRG | CA | 50% | TRUE | 413257 | 413257 | 0 | 413257 | 0 | 0 | 0 | 0 | 0 | 104911.6999 | 0 | 0 | 0
52173 | Conemaugh Hydro Plant | Conemaugh Hydro Station | PA | 5% | FALSE | 2869.95 | 0 | 0 | 0 | 0 | 0 | 2869.95 | 0 | 0 | 0 | 0 | 0 | 0
52173 | Conemaugh Hydro Plant | NRR Conemaugh LP | PA | 95% | FALSE | 54529.05 | 0 | 0 | 0 | 0 | 0 | 54529.05 | 0 | 0 | 0 | 0 | 0 | 0
52187 | Falls Creek | Frontier Technology Inc | OR | 50.95% | FALSE | 9185.266 | 0 | 0 | 0 | 0 | 0 | 9185.266 | 0 | 0 | 0 | 0 | 0 | 0
52187 | Falls Creek | Gary P Marcus | OR | 49.05% | FALSE | 8842.734 | 0 | 0 | 0 | 0 | 0 | 8842.734 | 0 | 0 | 0 | 0 | 0 | 0
54267 | Koma Kulshan Associates | Atlantic Power Corporation | WA | 50% | FALSE | 21408.5 | 0 | 0 | 0 | 0 | 0 | 21408.5 | 0 | 0 | 0 | 0 | 0 | 0
54267 | Koma Kulshan Associates | Covanta | WA | 50% | FALSE | 21408.5 | 0 | 0 | 0 | 0 | 0 | 21408.5 | 0 | 0 | 0 | 0 | 0 | 0
54271 | Saguaro Power | NRG | NV | 50% | TRUE | 367365 | 367365 | 0 | 367365 | 0 | 0 | 0 | 0 | 0 | 146574.3326 | 0 | 0 | 0
54271 | Saguaro Power | Paragon Assets | NV | 50% | FALSE | 367365 | 367365 | 0 | 367365 | 0 | 0 | 0 | 0 | 0 | 146574.3326 | 0 | 0 | 0
54300 | CTV Power Purchase Contract Trust | CTV Marketing Group | CA | 0.002174% | FALSE | 0.2162 | 0 | 0 | 0 | 0 | 0 | 0 | 0 | 0.2162 | 0 | 0 | 0 | 0
54304 | Birchwood Power | General Electric | VA | 2% | TRUE | 8259.9201 | 8259.9201 | 8109.7638 | 0 | 150.1563 | 0 | 0 | 0 | 0 | 9348.4615 | 4.0673 | 4.3208 | 0.0018
54304 | Birchwood Power | General Electric | VA | 47.5% | TRUE | 196173.1019 | 196173.1019 | 192606.8903 | 0 | 3566.2117 | 0 | 0 | 0 | 0 | 222025.9602 | 96.5979 | 102.6181 | 0.04275
54304 | Birchwood Power | J-Power | VA | 48% | TRUE | 198238.0819 | 198238.0819 | 194634.3312 | 0 | 3603.7507 | 0 | 0 | 0 | 0 | 224363.0755 | 97.6147 | 103.6982 | 0.0432
54304 | Birchwood Power | J-Power | VA | 2% | TRUE | 8259.9201 | 8259.9201 | 8109.7638 | 0 | 150.1563 | 0 | 0 | 0 | 0 | 9348.4615 | 4.0673 | 4.3208 | 0.0018
54304 | Birchwood Power | EFS Birchwood, LLC | VA | 0.5% | FALSE | 2064.98 | 2064.98 | 2027.441 | 0 | 37.5391 | 0 | 0 | 0 | 0 | 2337.1154 | 1.0168 | 1.0802 | 0.00045
54350 | Nevada Cogen Assoc#1 GarnetVly | NSG New Nevada Holdings LLC | NV | 50% | FALSE | 345304.5 | 345304.5 | 0 | 345304.5 | 0 | 0 | 0 | 0 | 0 | 153399.9834 | 0 | 0 | 0
54350 | Nevada Cogen Assoc#1 GarnetVly | Bonneville Nevada Corporation | NV | 50% | FALSE | 345304.5 | 345304.5 | 0 | 345304.5 | 0 | 0 | 0 | 0 | 0 | 153399.9834 | 0 | 0 | 0
54387 | Weeks Falls | Pacific Hydropower Co | WA | 50% | FALSE | 6823.5 | 0 | 0 | 0 | 0 | 0 | 6823.5 | 0 | 0 | 0 | 0 | 0 | 0
54387 | Weeks Falls | South Fork II Inc | WA | 50% | FALSE | 6823.5 | 0 | 0 | 0 | 0 | 0 | 6823.5 | 0 | 0 | 0 | 0 | 0 | 0
54466 | Orlando Cogen LP | Orlando Cogen I Inc | FL | 0.1% | FALSE | 925.996 | 925.996 | 0 | 925.996 | 0 | 0 | 0 | 0 | 0 | 416.4089 | 0.002184 | 0.18518 | 0
54466 | Orlando Cogen LP | Atlantic Power Corporation | FL | 49% | FALSE | 453738.04 | 453738.04 | 0 | 453738.04 | 0 | 0 | 0 | 0 | 0 | 204040.3675 | 1.0702 | 90.7392 | 0
54466 | Orlando Cogen LP | Northern Star Generation | FL | 49.9% | FALSE | 462072.004 | 462072.004 | 0 | 462072.004 | 0 | 0 | 0 | 0 | 0 | 207788.0478 | 1.0898 | 92.4058 | 0
54466 | Orlando Cogen LP | Atlantic Power Corporation | FL | 1% | FALSE | 9259.96 | 9259.96 | 0 | 9259.96 | 0 | 0 | 0 | 0 | 0 | 4164.0891 | 0.02184 | 1.8518 | 0
54626 | Mt Poso Cogeneration | MacPherson Power Co | CA | 33.34% | FALSE | 78427.0159 | 2297.0797 | 0 | 2297.0797 | 0 | 0 | 0 | 76129.9363 | 0 | 2173.3443 | 0 | 0 | 0
54626 | Mt Poso Cogeneration | DTE Energy | CA | 66.66% | TRUE | 156806.9851 | 4592.7813 | 0 | 4592.7813 | 0 | 0 | 0 | 152214.2037 | 0 | 4345.3849 | 0 | 0 | 0
54646 | Kalaeloa Cogen Plant | Harbert Power | HI | 49% | FALSE | 651649.53 | 651649.53 | 0 | 0 | 651649.53 | 0 | 0 | 0 | 0 | 428009.6422 | 0 | 0 | 0
54646 | Kalaeloa Cogen Plant | PSEG | HI | 51% | TRUE | 678247.47 | 678247.47 | 0 | 0 | 678247.47 | 0 | 0 | 0 | 0 | 445479.4235 | 0 | 0 | 0
54676 | Oyster Creek Unit VIII | ENGIE | TX | 40.06% | FALSE | 960458.9066 | 942865.6292 | 0 | 942865.6292 | 0 | 0 | 0 | 17593.2774 | 0 | 355753.8285 | 0 | 0 | 0
54676 | Oyster Creek Unit VIII | 180 Raritan Energy Solutions, LLC | TX | 9.942% | FALSE | 238369.0944 | 234002.7508 | 0 | 234002.7508 | 0 | 0 | 0 | 4366.3436 | 0 | 88291.8752 | 0 | 0 | 0
54676 | Oyster Creek Unit VIII | Toyota Tsusho Corporation | TX | 19.88% | FALSE | 476738.1888 | 468005.5016 | 0 | 468005.5016 | 0 | 0 | 0 | 8732.6872 | 0 | 176583.7504 | 0 | 0 | 0
54676 | Oyster Creek Unit VIII | ENGIE | TX | 9.942% | FALSE | 238369.0944 | 234002.7508 | 0 | 234002.7508 | 0 | 0 | 0 | 4366.3436 | 0 | 88291.8752 | 0 | 0 | 0
54676 | Oyster Creek Unit VIII | General Electric | TX | 20.17% | TRUE | 483720.7178 | 474860.1276 | 0 | 474860.1276 | 0 | 0 | 0 | 8860.5902 | 0 | 179170.0781 | 0 | 0 | 0
54751 | Genesee Power Station LP | CMS Energy | MI | 1% | TRUE | 981.14 | 0.16842 | 0 | 0.16842 | 0 | 0 | 0 | 980.9716 | 0 | 0.18118 | 0.55639 | 1.0783 | 0
54751 | Genesee Power Station LP | CMS Energy | MI | 48.75% | TRUE | 47830.575 | 8.2105 | 0 | 8.2105 | 0 | 0 | 0 | 47822.3645 | 0 | 8.8324 | 27.124 | 52.5666 | 0
54751 | Genesee Power Station LP | GPS NEWCO LLC | MI | 0.5% | FALSE | 490.57 | 0.08421 | 0 | 0.08421 | 0 | 0 | 0 | 490.4858 | 0 | 0.090589 | 0.2782 | 0.53914 | 0
54751 | Genesee Power Station LP | Genesee Power Partners LP | MI | 49.75% | FALSE | 48811.715 | 8.3789 | 0 | 8.3789 | 0 | 0 | 0 | 48803.3361 | 0 | 9.0136 | 27.6804 | 53.6449 | 0
54761 | Hermiston Generating Plant | Sumitomo | OR | 50% | FALSE | 884054 | 884054 | 0 | 884054 | 0 | 0 | 0 | 0 | 0 | 391941.9225 | 2.032 | 54.02 | 0
54761 | Hermiston Generating Plant | Berkshire Hathaway Energy | OR | 50% | TRUE | 884054 | 884054 | 0 | 884054 | 0 | 0 | 0 | 0 | 0 | 391941.9225 | 2.032 | 54.02 | 0
54772 | South Glens Falls Hydroelectric | South Glens Falls LP | NY | 0.5% | FALSE | 418.055 | 0 | 0 | 0 | 0 | 0 | 418.055 | 0 | 0 | 0 | 0 | 0 | 0
54772 | South Glens Falls Hydroelectric | South Glens Falls, LLC | NY | 0.5% | FALSE | 418.055 | 0 | 0 | 0 | 0 | 0 | 418.055 | 0 | 0 | 0 | 0 | 0 | 0
54772 | South Glens Falls Hydroelectric | BPIF LLC | NY | 99% | FALSE | 82774.89 | 0 | 0 | 0 | 0 | 0 | 82774.89 | 0 | 0 | 0 | 0 | 0 | 0
54903 | Adrian Energy Associates LLC | DTE Energy | MI | 50% | TRUE | 7795.5 | 0 | 0 | 0 | 0 | 0 | 0 | 7795.5 | 0 | 0 | 0 | 0 | 0
54903 | Adrian Energy Associates LLC | Ares | MI | 50% | TRUE | 7795.5 | 0 | 0 | 0 | 0 | 0 | 0 | 7795.5 | 0 | 0 | 0 | 0 | 0
54914 | Brooklyn Navy Yard Cogeneration | Ares | NY | 19.34% | TRUE | 380112.6162 | 380112.6162 | 0 | 376559.2224 | 3553.3937 | 0 | 0 | 0 | 0 | 131170.9315 | 1.0647 | 12.2254 | 0
54914 | Brooklyn Navy Yard Cogeneration | Tyche Power Partners | NY | 40.33% | FALSE | 792654.6954 | 792654.6954 | 0 | 785244.7488 | 7409.9466 | 0 | 0 | 0 | 0 | 273532.7645 | 2.2202 | 25.4938 | 0
54914 | Brooklyn Navy Yard Cogeneration | B-41 Associates | NY | 40.33% | FALSE | 792654.6954 | 792654.6954 | 0 | 785244.7488 | 7409.9466 | 0 | 0 | 0 | 0 | 273532.7645 | 2.2202 | 25.4938 | 0
54953 | Hudson Falls Hydroelectric Project | Northern Electric Power Co LP | NY | 0.5% | FALSE | 1157.36 | 0 | 0 | 0 | 0 | 0 | 1157.36 | 0 | 0 | 0 | 0 | 0 | 0
54953 | Hudson Falls Hydroelectric Project | Hudson Falls, LLC | NY | 0.5% | FALSE | 1157.36 | 0 | 0 | 0 | 0 | 0 | 1157.36 | 0 | 0 | 0 | 0 | 0 | 0
54953 | Hudson Falls Hydroelectric Project | BPIF LLC | NY | 99% | FALSE | 229157.28 | 0 | 0 | 0 | 0 | 0 | 229157.28 | 0 | 0 | 0 | 0 | 0 | 0
55010 | LSP-Cottage Grove LP | Osaka Gas | MN | 16.75% | FALSE | 40694.4315 | 40694.4315 | 0 | 40694.4315 | 0 | 0 | 0 | 0 | 0 | 17340.9432 | 0.10719 | 2.2515 | 0
55010 | LSP-Cottage Grove LP | D.E. Shaw Group | MN | 38.22% | FALSE | 92866.5738 | 92866.5738 | 0 | 92866.5738 | 0 | 0 | 0 | 0 | 0 | 39572.8341 | 0.24461 | 5.1379 | 0
55010 | LSP-Cottage Grove LP | Itochu | MN | 17.5% | FALSE | 42521.325 | 42521.325 | 0 | 42521.325 | 0 | 0 | 0 | 0 | 0 | 18119.4295 | 0.112 | 2.3525 | 0
55010 | LSP-Cottage Grove LP | John Hancock | MN | 12.25% | FALSE | 29764.9275 | 29764.9275 | 0 | 29764.9275 | 0 | 0 | 0 | 0 | 0 | 12683.6007 | 0.0784 | 1.6468 | 0
55010 | LSP-Cottage Grove LP | Prudential | MN | 5.25% | FALSE | 12756.3975 | 12756.3975 | 0 | 12756.3975 | 0 | 0 | 0 | 0 | 0 | 5435.8289 | 0.0336 | 0.70576 | 0
55010 | LSP-Cottage Grove LP | Itochu | MN | 0% | FALSE | 0 | 0 | 0 | 0 | 0 | 0 | 0 | 0 | 0 | 0 | 0 | 0 | 0
55010 | LSP-Cottage Grove LP | Osaka Gas | MN | 10.03% | FALSE | 24375.3447 | 24375.3447 | 0 | 24375.3447 | 0 | 0 | 0 | 0 | 0 | 10386.9609 | 0.064204 | 1.3486 | 0
55011 | LSP-Whitewater LP | D.E. Shaw Group | WI | 39.17% | FALSE | 252959.2521 | 252959.2521 | 0 | 252942.8602 | 16.3919 | 0 | 0 | 0 | 0 | 99167.6394 | 0.67255 | 15.1043 | 0
55011 | LSP-Whitewater LP | Osaka Gas | WI | 25.83% | FALSE | 166809.7391 | 166809.7391 | 0 | 166798.9298 | 10.8093 | 0 | 0 | 0 | 0 | 65394.4377 | 0.4435 | 9.9603 | 0
55011 | LSP-Whitewater LP | LSP-Whitewater I, LLC | WI | 0% | FALSE | 0 | 0 | 0 | 0 | 0 | 0 | 0 | 0 | 0 | 0 | 0 | 0 | 0
55011 | LSP-Whitewater LP | Itochu | WI | 17.5% | FALSE | 113014.7284 | 113014.7284 | 0 | 113007.405 | 7.3234 | 0 | 0 | 0 | 0 | 44305.1746 | 0.30047 | 6.7482 | 0
55011 | LSP-Whitewater LP | John Hancock | WI | 12.25% | FALSE | 79110.3099 | 79110.3099 | 0 | 79105.1835 | 5.1264 | 0 | 0 | 0 | 0 | 31013.6222 | 0.21033 | 4.7237 | 0
55011 | LSP-Whitewater LP | Prudential | WI | 5.25% | FALSE | 33904.4185 | 33904.4185 | 0 | 33902.2215 | 2.197 | 0 | 0 | 0 | 0 | 13291.5524 | 0.090143 | 2.0245 | 0
55025 | Yates Gas Plant | Occidental | TX | 10.8% | TRUE | 2594.2442 | 2594.2442 | 0 | 2594.2442 | 0 | 0 | 0 | 0 | 0 | 776.2953 | 0 | 0 | 0
55025 | Yates Gas Plant | Exxon Mobil | TX | 3.3% | TRUE | 792.6857 | 792.6857 | 0 | 792.6857 | 0 | 0 | 0 | 0 | 0 | 237.2013 | 0 | 0 | 0
55025 | Yates Gas Plant | Kinder Morgan | TX | 49.95% | FALSE | 11998.3796 | 11998.3796 | 0 | 11998.3796 | 0 | 0 | 0 | 0 | 0 | 3590.3657 | 0 | 0 | 0
55025 | Yates Gas Plant | Kinder Morgan | TX | 5.66% | FALSE | 1359.5761 | 1359.5761 | 0 | 1359.5761 | 0 | 0 | 0 | 0 | 0 | 406.8362 | 0 | 0 | 0
55025 | Yates Gas Plant | XTO Energy | TX | 30.29% | FALSE | 7275.8943 | 7275.8943 | 0 | 7275.8943 | 0 | 0 | 0 | 0 | 0 | 2177.2208 | 0 | 0 | 0
55061 | Tenaska Georgia Generation Facility | Tenaska | GA | 0% | TRUE | 0 | 0 | 0 | 0 | 0 | 0 | 0 | 0 | 0 | 0 | 0 | 0 | 0
55061 | Tenaska Georgia Generation Facility | Tenaska | GA | 35% | TRUE | 27784.05 | 27784.05 | 0 | 27784.05 | 0 | 0 | 0 | 0 | 0 | 20613.9938 | 0.2751 | 6.4579 | 0
55061 | Tenaska Georgia Generation Facility | Mitsubishi | GA | 30% | FALSE | 23814.9 | 23814.9 | 0 | 23814.9 | 0 | 0 | 0 | 0 | 0 | 17669.1375 | 0.2358 | 5.5353 | 0
55061 | Tenaska Georgia Generation Facility | Itochu | GA | 17.5% | FALSE | 13892.025 | 13892.025 | 0 | 13892.025 | 0 | 0 | 0 | 0 | 0 | 10306.9969 | 0.13755 | 3.2289 | 0
55061 | Tenaska Georgia Generation Facility | Chubu Electric | GA | 8.75% | FALSE | 6946.0125 | 6946.0125 | 0 | 6946.0125 | 0 | 0 | 0 | 0 | 0 | 5153.4984 | 0.068775 | 1.6145 | 0
55061 | Tenaska Georgia Generation Facility | TEPCO | GA | 8.75% | FALSE | 6946.0125 | 6946.0125 | 0 | 6946.0125 | 0 | 0 | 0 | 0 | 0 | 5153.4984 | 0.068775 | 1.6145 | 0
55062 | Tenaska Frontier Generation Station | Tenaska | TX | 10% | TRUE | 282305.1 | 282305.1 | 0 | 282305.1 | 0 | 0 | 0 | 0 | 0 | 124988.5213 | 0.6309 | 39.4634 | 0
55062 | Tenaska Frontier Generation Station | Montana Grimes County LLC | TX | 0% | FALSE | 0 | 0 | 0 | 0 | 0 | 0 | 0 | 0 | 0 | 0 | 0 | 0 | 0
55062 | Tenaska Frontier Generation Station | Montana Grimes Frontier LP | TX | 0% | FALSE | 0 | 0 | 0 | 0 | 0 | 0 | 0 | 0 | 0 | 0 | 0 | 0 | 0
55062 | Tenaska Frontier Generation Station | J-Power | TX | 62% | TRUE | 1750291.62 | 1750291.62 | 0 | 1750291.62 | 0 | 0 | 0 | 0 | 0 | 774928.8321 | 3.9116 | 244.6731 | 0
55062 | Tenaska Frontier Generation Station | Mitsubishi | TX | 28% | FALSE | 790454.28 | 790454.28 | 0 | 790454.28 | 0 | 0 | 0 | 0 | 0 | 349967.8596 | 1.7665 | 110.4975 | 0
55084 | Crockett Cogen Project | ENI Crockett Ltd | CA | 90.7% | FALSE | 1255569.17 | 1255569.17 | 0 | 1255569.17 | 0 | 0 | 0 | 0 | 0 | 451422.9264 | 0 | 0 | 0
55084 | Crockett Cogen Project | Pacific Crockett Energy Inc | CA | 1% | FALSE | 13843.1 | 13843.1 | 0 | 13843.1 | 0 | 0 | 0 | 0 | 0 | 4977.0995 | 0 | 0 | 0
55084 | Crockett Cogen Project | Osaka Gas | CA | 8.3% | FALSE | 114897.73 | 114897.73 | 0 | 114897.73 | 0 | 0 | 0 | 0 | 0 | 41309.926 | 0 | 0 | 0
55104 | Sabine Cogen | Rockland Capital | TX | 1% | FALSE | 5651.3136 | 5651.3136 | 0 | 5651.3136 | 0 | 0 | 0 | 0 | 0 | 3880.6325 | 0.02313 | 0.684 | 0
55104 | Sabine Cogen | Rockland Capital | TX | 49% | FALSE | 276914.3664 | 276914.3664 | 0 | 276914.3664 | 0 | 0 | 0 | 0 | 0 | 190150.9926 | 1.1334 | 33.516 | 0
55104 | Sabine Cogen | Rockland Capital | TX | 50% | FALSE | 282565.68 | 282565.68 | 0 | 282565.68 | 0 | 0 | 0 | 0 | 0 | 194031.6251 | 1.1565 | 34.2 | 0
55111 | Vermillion Energy Facility | Duke | IN | 62.5% | TRUE | 36423.125 | 36423.125 | 0 | 36423.125 | 0 | 0 | 0 | 0 | 0 | 29284.3881 | 0.14813 | 9.9262 | 0
55111 | Vermillion Energy Facility | Wabash Valley Power Assn, Inc | IN | 37.5% | FALSE | 21853.875 | 21853.875 | 0 | 21853.875 | 0 | 0 | 0 | 0 | 0 | 17570.6329 | 0.088875 | 5.9557 | 0
55117 | RS Cogen | Entergy | LA | 50% | TRUE | 1397509.535 | 1397509.535 | 0 | 1397509.535 | 0 | 0 | 0 | 0 | 0 | 552500.5154 | 4.217 | 392.78 | 0
55117 | RS Cogen | Eagle 2 US LLC | LA | 50% | FALSE | 1397509.535 | 1397509.535 | 0 | 1397509.535 | 0 | 0 | 0 | 0 | 0 | 552500.5154 | 4.217 | 392.78 | 0
55122 | NAFTA Region Olefins Complex Cogen Fac | Total Petrochemicals USA Inc | TX | 40% | FALSE | 228064.032 | 228064.032 | 0 | 228064.032 | 0 | 0 | 0 | 0 | 0 | 66295.7521 | 0 | 0 | 0
55122 | NAFTA Region Olefins Complex Cogen Fac | BASF Corporation | TX | 60% | FALSE | 342096.048 | 342096.048 | 0 | 342096.048 | 0 | 0 | 0 | 0 | 0 | 99443.6282 | 0 | 0 | 0
55132 | Tenaska Gateway Generating Station | Tenaska | TX | 5% | TRUE | 126530 | 126530 | 0 | 126530 | 0 | 0 | 0 | 0 | 0 | 55569.0894 | 0.28055 | 15.1406 | 0
55132 | Tenaska Gateway Generating Station | Tenaska | TX | 5% | TRUE | 126530 | 126530 | 0 | 126530 | 0 | 0 | 0 | 0 | 0 | 55569.0894 | 0.28055 | 15.1406 | 0
55132 | Tenaska Gateway Generating Station | Mitsubishi | TX | 28% | FALSE | 708568 | 708568 | 0 | 708568 | 0 | 0 | 0 | 0 | 0 | 311186.9006 | 1.5711 | 84.7876 | 0
55132 | Tenaska Gateway Generating Station | Osaka Gas | TX | 20% | FALSE | 506120 | 506120 | 0 | 506120 | 0 | 0 | 0 | 0 | 0 | 222276.3576 | 1.1222 | 60.5626 | 0
55132 | Tenaska Gateway Generating Station | Osaka Gas | TX | 20% | FALSE | 506120 | 506120 | 0 | 506120 | 0 | 0 | 0 | 0 | 0 | 222276.3576 | 1.1222 | 60.5626 | 0
55132 | Tenaska Gateway Generating Station | Itochu | TX | 11% | FALSE | 278366 | 278366 | 0 | 278366 | 0 | 0 | 0 | 0 | 0 | 122251.9967 | 0.61721 | 33.3094 | 0
55132 | Tenaska Gateway Generating Station | Chubu Electric | TX | 5.5% | FALSE | 139183 | 139183 | 0 | 139183 | 0 | 0 | 0 | 0 | 0 | 61125.9983 | 0.3086 | 16.6547 | 0
55132 | Tenaska Gateway Generating Station | TEPCO | TX | 5.5% | FALSE | 139183 | 139183 | 0 | 139183 | 0 | 0 | 0 | 0 | 0 | 61125.9983 | 0.3086 | 16.6547 | 0
55154 | Lost Pines 1 Power Project | Lower CO River Authority | TX | 50% | TRUE | 1006132 | 1006132 | 0 | 1006132 | 0 | 0 | 0 | 0 | 0 | 438161.3705 | 2.2155 | 81.959 | 0
55154 | Lost Pines 1 Power Project | Lower CO River Authority | TX | 50% | TRUE | 1006132 | 1006132 | 0 | 1006132 | 0 | 0 | 0 | 0 | 0 | 438161.3705 | 2.2155 | 81.959 | 0
55178 | Dogwood Energy Facility | City of Independence - (MO) | MO | 12.3% | FALSE | 139398.606 | 139398.606 | 0 | 139398.606 | 0 | 0 | 0 | 0 | 0 | 63087.9397 | 0.31845 | 9.2689 | 0
55178 | Dogwood Energy Facility | City of Kansas City - (KS) | MO | 17% | FALSE | 192664.74 | 192664.74 | 0 | 192664.74 | 0 | 0 | 0 | 0 | 0 | 87194.7134 | 0.44013 | 12.8107 | 0
55178 | Dogwood Energy Facility | Missouri Joint Municipal Power Electric | MO | 8.2% | FALSE | 92932.404 | 92932.404 | 0 | 92932.404 | 0 | 0 | 0 | 0 | 0 | 42058.6265 | 0.2123 | 6.1793 | 0
55178 | Dogwood Energy Facility | Kelson Energy | MO | 52.2% | FALSE | 591594.084 | 591594.084 | 0 | 591594.084 | 0 | 0 | 0 | 0 | 0 | 267739.0612 | 1.3515 | 39.3364 | 0
55178 | Dogwood Energy Facility | Kansas Power Pool | MO | 10.3% | FALSE | 116732.166 | 116732.166 | 0 | 116732.166 | 0 | 0 | 0 | 0 | 0 | 52829.7381 | 0.26667 | 7.7618 | 0
55226 | Freestone Energy Center | Calpine | TX | 75% | TRUE | 4007307 | 4007307 | 0 | 4007307 | 0 | 0 | 0 | 0 | 0 | 1737316.6327 | 8.7705 | 451.5353 | 0
55226 | Freestone Energy Center | Rayburn Country Elec Coop, Inc | TX | 25% | FALSE | 1335769 | 1335769 | 0 | 1335769 | 0 | 0 | 0 | 0 | 0 | 579105.5442 | 2.9235 | 150.5118 | 0
55269 | TVA Southaven Combined Cycle | Tennessee Valley Authority | MS | 12.15% | TRUE | 461717.9283 | 461717.9283 | 0 | 461717.9283 | 0 | 0 | 0 | 0 | 0 | 192600.8809 | 0.97227 | 19.9451 | 0
55271 | Tenaska Lindsay Hill Generating Station | Tenaska | AL | 0% | TRUE | 0 | 0 | 0 | 0 | 0 | 0 | 0 | 0 | 0 | 0 | 0 | 0 | 0
55271 | Tenaska Lindsay Hill Generating Station | Tenaska | AL | 65% | TRUE | 723163.35 | 723163.35 | 0 | 723163.35 | 0 | 0 | 0 | 0 | 0 | 309373.7816 | 1.562 | 23.3402 | 0
55271 | Tenaska Lindsay Hill Generating Station | Mitsubishi | AL | 35% | FALSE | 389395.65 | 389395.65 | 0 | 389395.65 | 0 | 0 | 0 | 0 | 0 | 166585.8824 | 0.84105 | 12.5678 | 0
55304 | Baconton Power Plant | Sowega Energy Resources LLC | GA | 65% | FALSE | 48.75 | 48.75 | 0 | 48.75 | 0 | 0 | 0 | 0 | 0 | 38.1134 | 0 | 0.0507 | 0
55304 | Baconton Power Plant | Tejas Power Generation LLC | GA | 35% | FALSE | 26.25 | 26.25 | 0 | 26.25 | 0 | 0 | 0 | 0 | 0 | 20.5226 | 0 | 0.0273 | 0
55313 | Ingleside Cogeneration | Occidental | TX | 2% | TRUE | 51050.72 | 50195.3584 | 0 | 50195.3584 | 0 | 0 | 0 | 855.3616 | 0 | 15542.9481 | 0 | 0 | 0
55313 | Ingleside Cogeneration | Occidental | TX | 98% | TRUE | 2501485.278 | 2459572.5616 | 0 | 2459572.5616 | 0 | 0 | 0 | 41912.7164 | 0 | 761604.459 | 0 | 0 | 0
55343 | Luna Energy Facility | PNM Resources | NM | 8.965% | TRUE | 222311.9527 | 222311.9527 | 0 | 222311.9527 | 0 | 0 | 0 | 0 | 0 | 103243.0656 | 0.52125 | 9.5143 | 0
55343 | Luna Energy Facility | Fortis | NM | 33.3% | TRUE | 825730.11 | 825730.11 | 0 | 825730.11 | 0 | 0 | 0 | 0 | 0 | 383474.2436 | 1.9361 | 35.339 | 0
55343 | Luna Energy Facility | Samchully Power & Utilities 1 LLC | NM | 33.4% | FALSE | 828209.78 | 828209.78 | 0 | 828209.78 | 0 | 0 | 0 | 0 | 0 | 384625.8179 | 1.9419 | 35.4451 | 0
55343 | Luna Energy Facility | PNM Resources | NM | 24.33% | TRUE | 603418.1573 | 603418.1573 | 0 | 603418.1573 | 0 | 0 | 0 | 0 | 0 | 280231.178 | 1.4148 | 25.8246 | 0
55353 | Lakota Ridge LLC | Edison International | MN | 75% | TRUE | 15165 | 0 | 0 | 0 | 0 | 0 | 0 | 0 | 15165 | 0 | 0 | 0 | 0
55353 | Lakota Ridge LLC | Citi | MN | 25% | FALSE | 5055 | 0 | 0 | 0 | 0 | 0 | 0 | 0 | 5055 | 0 | 0 | 0 | 0
55354 | Shaokatan Hills LLC | Edison International | MN | 75% | TRUE | 23664 | 0 | 0 | 0 | 0 | 0 | 0 | 0 | 23664 | 0 | 0 | 0 | 0
55354 | Shaokatan Hills LLC | Citi | MN | 25% | FALSE | 7888 | 0 | 0 | 0 | 0 | 0 | 0 | 0 | 7888 | 0 | 0 | 0 | 0
55439 | Tenaska Virginia Generating Station | Tenaska | VA | 35% | TRUE | 2113486.9 | 2113486.9 | 0 | 2113486.9 | 0 | 0 | 0 | 0 | 0 | 881887.7424 | 4.4555 | 56.0255 | 0
55439 | Tenaska Virginia Generating Station | Tenaska | VA | 0% | TRUE | 0 | 0 | 0 | 0 | 0 | 0 | 0 | 0 | 0 | 0 | 0 | 0 | 0
55439 | Tenaska Virginia Generating Station | J-Power | VA | 30% | TRUE | 1811560.2 | 1811560.2 | 0 | 1811560.2 | 0 | 0 | 0 | 0 | 0 | 755903.7792 | 3.819 | 48.0219 | 0
55439 | Tenaska Virginia Generating Station | Itochu | VA | 17.5% | FALSE | 1056743.45 | 1056743.45 | 0 | 1056743.45 | 0 | 0 | 0 | 0 | 0 | 440943.8712 | 2.2278 | 28.0128 | 0
55439 | Tenaska Virginia Generating Station | Chubu Electric | VA | 8.75% | FALSE | 528371.725 | 528371.725 | 0 | 528371.725 | 0 | 0 | 0 | 0 | 0 | 220471.9356 | 1.1139 | 14.0064 | 0
55439 | Tenaska Virginia Generating Station | TEPCO | VA | 8.75% | FALSE | 528371.725 | 528371.725 | 0 | 528371.725 | 0 | 0 | 0 | 0 | 0 | 220471.9356 | 1.1139 | 14.0064 | 0
55440 | Tenaska Central Alabama Generating Stn | Tenaska | AL | 0% | TRUE | 0 | 0 | 0 | 0 | 0 | 0 | 0 | 0 | 0 | 0 | 0 | 0 | 0
55440 | Tenaska Central Alabama Generating Stn | Tenaska | AL | 65% | TRUE | 3036345 | 3036345 | 0 | 3036345 | 0 | 0 | 0 | 0 | 0 | 1427919.6724 | 7.2085 | 111.2332 | 0
55440 | Tenaska Central Alabama Generating Stn | Itochu | AL | 17.5% | FALSE | 817477.5 | 817477.5 | 0 | 817477.5 | 0 | 0 | 0 | 0 | 0 | 384439.9118 | 1.9407 | 29.9474 | 0
55440 | Tenaska Central Alabama Generating Stn | Chubu Electric | AL | 8.75% | FALSE | 408738.75 | 408738.75 | 0 | 408738.75 | 0 | 0 | 0 | 0 | 0 | 192219.9559 | 0.97037 | 14.9737 | 0
55440 | Tenaska Central Alabama Generating Stn | TEPCO | AL | 8.75% | FALSE | 408738.75 | 408738.75 | 0 | 408738.75 | 0 | 0 | 0 | 0 | 0 | 192219.9559 | 0.97037 | 14.9737 | 0
55457 | McClain Energy Facility | OGE | OK | 77% | TRUE | 2859090.08 | 2859090.08 | 0 | 2859090.08 | 0 | 0 | 0 | 0 | 0 | 1150383.1647 | 5.8081 | 278.2957 | 0
55457 | McClain Energy Facility | Oklahoma Municipal Power Authority | OK | 23% | FALSE | 854013.92 | 854013.92 | 0 | 854013.92 | 0 | 0 | 0 | 0 | 0 | 343620.9453 | 1.7349 | 83.1273 | 0
55463 | Redbud Power Plant | Grand River Dam Authority | OK | 36% | FALSE | 1881289.8 | 1881289.8 | 0 | 1881289.8 | 0 | 0 | 0 | 0 | 0 | 852896.8519 | 4.3052 | 89.3239 | 0
55463 | Redbud Power Plant | OGE | OK | 51% | TRUE | 2665160.55 | 2665160.55 | 0 | 2665160.55 | 0 | 0 | 0 | 0 | 0 | 1208270.5402 | 6.0991 | 126.5422 | 0
55463 | Redbud Power Plant | Oklahoma Municipal Power Authority | OK | 13% | FALSE | 679354.65 | 679354.65 | 0 | 679354.65 | 0 | 0 | 0 | 0 | 0 | 307990.5299 | 1.5547 | 32.2559 | 0
55479 | Wygen 1 | Municipal Energy Agency of NE | WY | 23.5% | FALSE | 169618.3012 | 169618.3012 | 169345.0185 | 273.2827 | 0 | 0 | 0 | 0 | 0 | 215051.7645 | 106.8615 | 137.8418 | 0
55479 | Wygen 1 | Black Hills Corp | WY | 76.5% | FALSE | 552161.7038 | 552161.7038 | 551272.0815 | 889.6223 | 0 | 0 | 0 | 0 | 0 | 700062.1271 | 347.8684 | 448.7192 | 0
55501 | Kiamichi Energy Facility | Tenaska | OK | 0% | TRUE | 0 | 0 | 0 | 0 | 0 | 0 | 0 | 0 | 0 | 0 | 0 | 0 | 0
55501 | Kiamichi Energy Facility | Tenaska | OK | 65% | TRUE | 2043702.7 | 2043702.7 | 0 | 2043702.7 | 0 | 0 | 0 | 0 | 0 | 899328.6991 | 4.5402 | 214.9277 | 0
55501 | Kiamichi Energy Facility | Itochu | OK | 17.5% | FALSE | 550227.65 | 550227.65 | 0 | 550227.65 | 0 | 0 | 0 | 0 | 0 | 242126.9574 | 1.2224 | 57.8651 | 0
55501 | Kiamichi Energy Facility | Chubu Electric | OK | 8.75% | FALSE | 275113.825 | 275113.825 | 0 | 275113.825 | 0 | 0 | 0 | 0 | 0 | 121063.4787 | 0.61119 | 28.9326 | 0
55501 | Kiamichi Energy Facility | TEPCO | OK | 8.75% | FALSE | 275113.825 | 275113.825 | 0 | 275113.825 | 0 | 0 | 0 | 0 | 0 | 121063.4787 | 0.61119 | 28.9326 | 0
55545 | Hidalgo Energy Center | Brownsville Public Utilities Board | TX | 21.5% | FALSE | 504138.45 | 504138.45 | 0 | 504138.45 | 0 | 0 | 0 | 0 | 0 | 217897.8542 | 0 | 0 | 0
55545 | Hidalgo Energy Center | Calpine | TX | 25.15% | TRUE | 589635.6389 | 589635.6389 | 0 | 589635.6389 | 0 | 0 | 0 | 0 | 0 | 254851.3022 | 0 | 0 | 0
55545 | Hidalgo Energy Center | Calpine | TX | 53.35% | TRUE | 1251055.9111 | 1251055.9111 | 0 | 1251055.9111 | 0 | 0 | 0 | 0 | 0 | 540729.2353 | 0 | 0 | 0
55562 | Sun River LLC | Northern Alternative Energy | MN | 51% | FALSE | 2649.96 | 0 | 0 | 0 | 0 | 0 | 0 | 0 | 2649.96 | 0 | 0 | 0 | 0
55562 | Sun River LLC | Enel | MN | 49% | TRUE | 2546.04 | 0 | 0 | 0 | 0 | 0 | 0 | 0 | 2546.04 | 0 | 0 | 0 | 0
55563 | Julia Hills LLC | Northern Alternative Energy | MN | 51% | FALSE | 2545.92 | 0 | 0 | 0 | 0 | 0 | 0 | 0 | 2545.92 | 0 | 0 | 0 | 0
55563 | Julia Hills LLC | Enel | MN | 49% | TRUE | 2446.08 | 0 | 0 | 0 | 0 | 0 | 0 | 0 | 2446.08 | 0 | 0 | 0 | 0
55564 | Jessica Mills LLC | Northern Alternative Energy | MN | 51% | FALSE | 2590.8 | 0 | 0 | 0 | 0 | 0 | 0 | 0 | 2590.8 | 0 | 0 | 0 | 0
55564 | Jessica Mills LLC | Enel | MN | 49% | TRUE | 2489.2 | 0 | 0 | 0 | 0 | 0 | 0 | 0 | 2489.2 | 0 | 0 | 0 | 0
55565 | Jack River LLC | Northern Alternative Energy | MN | 51% | FALSE | 2622.93 | 0 | 0 | 0 | 0 | 0 | 0 | 0 | 2622.93 | 0 | 0 | 0 | 0
55565 | Jack River LLC | Enel | MN | 49% | TRUE | 2520.07 | 0 | 0 | 0 | 0 | 0 | 0 | 0 | 2520.07 | 0 | 0 | 0 | 0
55566 | Autumn Hills LLC | Northern Alternative Energy | MN | 51% | FALSE | 2577.03 | 0 | 0 | 0 | 0 | 0 | 0 | 0 | 2577.03 | 0 | 0 | 0 | 0
55566 | Autumn Hills LLC | Enel | MN | 49% | TRUE | 2475.97 | 0 | 0 | 0 | 0 | 0 | 0 | 0 | 2475.97 | 0 | 0 | 0 | 0
55567 | Winters Spawn LLC | Northern Alternative Energy | MN | 51% | FALSE | 3066.63 | 0 | 0 | 0 | 0 | 0 | 0 | 0 | 3066.63 | 0 | 0 | 0 | 0
55567 | Winters Spawn LLC | Enel | MN | 49% | TRUE | 2946.37 | 0 | 0 | 0 | 0 | 0 | 0 | 0 | 2946.37 | 0 | 0 | 0 | 0
55568 | Twin Lake Hills LLC | Northern Alternative Energy | MN | 51% | FALSE | 2988.6 | 0 | 0 | 0 | 0 | 0 | 0 | 0 | 2988.6 | 0 | 0 | 0 | 0
55568 | Twin Lake Hills LLC | Enel | MN | 49% | TRUE | 2871.4 | 0 | 0 | 0 | 0 | 0 | 0 | 0 | 2871.4 | 0 | 0 | 0 | 0
55569 | Spartan Hills LLC | Northern Alternative Energy | MN | 51% | FALSE | 2839.17 | 0 | 0 | 0 | 0 | 0 | 0 | 0 | 2839.17 | 0 | 0 | 0 | 0
55569 | Spartan Hills LLC | Enel | MN | 49% | TRUE | 2727.83 | 0 | 0 | 0 | 0 | 0 | 0 | 0 | 2727.83 | 0 | 0 | 0 | 0
55570 | Soliloquoy Ridge LLC | Northern Alternative Energy | MN | 51% | FALSE | 2849.88 | 0 | 0 | 0 | 0 | 0 | 0 | 0 | 2849.88 | 0 | 0 | 0 | 0
55570 | Soliloquoy Ridge LLC | Enel | MN | 49% | TRUE | 2738.12 | 0 | 0 | 0 | 0 | 0 | 0 | 0 | 2738.12 | 0 | 0 | 0 | 0
55571 | Ruthton Ridge LLC | Northern Alternative Energy | MN | 51% | FALSE | 3090.09 | 0 | 0 | 0 | 0 | 0 | 0 | 0 | 3090.09 | 0 | 0 | 0 | 0
55571 | Ruthton Ridge LLC | Enel | MN | 49% | TRUE | 2968.91 | 0 | 0 | 0 | 0 | 0 | 0 | 0 | 2968.91 | 0 | 0 | 0 | 0
55572 | Hope Creek LLC | Northern Alternative Energy | MN | 51% | FALSE | 2632.11 | 0 | 0 | 0 | 0 | 0 | 0 | 0 | 2632.11 | 0 | 0 | 0 | 0
55572 | Hope Creek LLC | Enel | MN | 49% | TRUE | 2528.89 | 0 | 0 | 0 | 0 | 0 | 0 | 0 | 2528.89 | 0 | 0 | 0 | 0
55573 | Hadley Ridge LLC | Northern Alternative Energy | MN | 51% | FALSE | 2841.21 | 0 | 0 | 0 | 0 | 0 | 0 | 0 | 2841.21 | 0 | 0 | 0 | 0
55573 | Hadley Ridge LLC | Enel | MN | 49% | TRUE | 2729.79 | 0 | 0 | 0 | 0 | 0 | 0 | 0 | 2729.79 | 0 | 0 | 0 | 0
55574 | Florence Hills LLC | Northern Alternative Energy | MN | 51% | FALSE | 2740.74 | 0 | 0 | 0 | 0 | 0 | 0 | 0 | 2740.74 | 0 | 0 | 0 | 0
55574 | Florence Hills LLC | Enel | MN | 49% | TRUE | 2633.26 | 0 | 0 | 0 | 0 | 0 | 0 | 0 | 2633.26 | 0 | 0 | 0 | 0
55576 | Agassiz Beach LLC | Northern Alternative Energy | MN | 51% | FALSE | 2205.24 | 0 | 0 | 0 | 0 | 0 | 0 | 0 | 2205.24 | 0 | 0 | 0 | 0
55576 | Agassiz Beach LLC | Enel | MN | 49% | TRUE | 2118.76 | 0 | 0 | 0 | 0 | 0 | 0 | 0 | 2118.76 | 0 | 0 | 0 | 0
55579 | Llano Estacado Wind Ranch | Olympus Power | TX | 100% | FALSE | 121412 | 0 | 0 | 0 | 0 | 0 | 0 | 0 | 121412 | 0 | 0 | 0 | 0
55607 | Foote Creek I | Eugene Water & Electric Board | WY | 21.21% | FALSE | 26921.4288 | 0 | 0 | 0 | 0 | 0 | 0 | 0 | 26921.4288 | 0 | 0 | 0 | 0
55607 | Foote Creek I | Berkshire Hathaway Energy | WY | 78.79% | TRUE | 100006.5712 | 0 | 0 | 0 | 0 | 0 | 0 | 0 | 100006.5712 | 0 | 0 | 0 | 0
55664 | Harrison County Power Project | Northeast Texas Elec Coop, Inc | TX | 55% | FALSE | 1096060.9 | 1096060.9 | 0 | 1096060.9 | 0 | 0 | 0 | 0 | 0 | 478351.2069 | 2.4151 | 63.5679 | 0
55664 | Harrison County Power Project | East Texas Electric Coop, Inc | TX | 45% | FALSE | 896777.1 | 896777.1 | 0 | 896777.1 | 0 | 0 | 0 | 0 | 0 | 391378.2601 | 1.976 | 52.0101 | 0
55738 | Buchanan Generation LLC | CONSOL Energy | VA | 50% | FALSE | 87571.5 | 87571.5 | 0 | 87571.5 | 0 | 0 | 0 | 0 | 0 | 50024.118 | 0.253 | 32.464 | 0
55738 | Buchanan Generation LLC | FirstEnergy | VA | 25% | TRUE | 43785.75 | 43785.75 | 0 | 43785.75 | 0 | 0 | 0 | 0 | 0 | 25012.059 | 0.1265 | 16.232 | 0
55738 | Buchanan Generation LLC | FirstEnergy | VA | 25% | TRUE | 43785.75 | 43785.75 | 0 | 43785.75 | 0 | 0 | 0 | 0 | 0 | 25012.059 | 0.1265 | 16.232 | 0
55818 | Frederickson Power LP | Puget Holdings | WA | 49.85% | TRUE | 464325.831 | 464325.831 | 0 | 464325.831 | 0 | 0 | 0 | 0 | 0 | 193458.1258 | 0.97656 | 18.454 | 0
55818 | Frederickson Power LP | Atlantic Power Corporation | WA | 50.15% | FALSE | 467120.169 | 467120.169 | 0 | 467120.169 | 0 | 0 | 0 | 0 | 0 | 194622.3672 | 0.98244 | 18.565 | 0
55821 | Curtis H Stanton Energy Center | Florida Municipal Power Agency | FL | 3.5% | TRUE | 51897.7202 | 51897.7202 | 0 | 51771.1079 | 126.6124 | 0 | 0 | 0 | 0 | 22892.1391 | 0.11543 | 2.6088 | 0
55821 | Curtis H Stanton Energy Center | Kissimmee Utility Authority | FL | 3.5% | FALSE | 51897.7202 | 51897.7202 | 0 | 51771.1079 | 126.6124 | 0 | 0 | 0 | 0 | 22892.1391 | 0.11543 | 2.6088 | 0
55821 | Curtis H Stanton Energy Center | Orlando Utilities Comm | FL | 28% | TRUE | 415181.762 | 415181.762 | 0 | 414168.8628 | 1012.8992 | 0 | 0 | 0 | 0 | 183137.1128 | 0.92344 | 20.8706 | 0
55821 | Curtis H Stanton Energy Center | Southern | FL | 19.19% | TRUE | 284537.5102 | 284537.5102 | 0 | 283843.3376 | 694.1726 | 0 | 0 | 0 | 0 | 125509.7956 | 0.63286 | 14.3033 | 0
55821 | Curtis H Stanton Energy Center | Southern | FL | 45.81% | TRUE | 679277.2943 | 679277.2943 | 0 | 677620.0939 | 1657.2004 | 0 | 0 | 0 | 0 | 299629.9304 | 1.5108 | 34.1464 | 0
55841 | Silverhawk | Berkshire Hathaway Energy | NV | 100% | TRUE | 2233044 | 2233044 | 0 | 2233044 | 0 | 0 | 0 | 0 | 0 | 1026901.368 | 5.184 | 81.796 | 0
55856 | Prairie State Generating Station | Indiana Municipal Power Agency | IL | 12.64% | FALSE | 1366471.4086 | 1366471.4086 | 1362839.2384 | 3632.1702 | 0 | 0 | 0 | 0 | 0 | 1304561.4967 | 1232.3796 | 480.22 | 0
55856 | Prairie State Generating Station | Illinois Municipal Elec Agency | IL | 15.17% | FALSE | 1639981.9042 | 1639981.9042 | 1635622.7252 | 4359.179 | 0 | 0 | 0 | 0 | 0 | 1565680.214 | 1479.0506 | 576.34 | 0
55856 | Prairie State Generating Station | Missouri Joint Municipal Power Electric | IL | 12.33% | FALSE | 1332958.2649 | 1332958.2649 | 1329415.1748 | 3543.0901 | 0 | 0 | 0 | 0 | 0 | 1272566.7131 | 1202.1551 | 468.4425 | 0
55856 | Prairie State Generating Station | Southern Illinois Power Coop | IL | 7.9% | FALSE | 854044.6304 | 854044.6304 | 851774.524 | 2270.1064 | 0 | 0 | 0 | 0 | 0 | 815350.9354 | 770.2373 | 300.1375 | 0
55856 | Prairie State Generating Station | Wabash Valley Power Assn, Inc | IL | 2.53% | FALSE | 273510.4956 | 273510.4956 | 272783.4868 | 727.0088 | 0 | 0 | 0 | 0 | 0 | 261118.7173 | 246.6709 | 96.12 | 0
55856 | Prairie State Generating Station | American Municipal Power | IL | 23.26% | FALSE | 2514566.8485 | 2514566.8485 | 2507882.9656 | 6683.8829 | 0 | 0 | 0 | 0 | 0 | 2400640.8555 | 2267.8126 | 883.696 | 0
55856 | Prairie State Generating Station | Northern Illinois Municipal Power Agency | IL | 7.6% | FALSE | 821612.5558 | 821612.5558 | 819428.656 | 2183.8998 | 0 | 0 | 0 | 0 | 0 | 784388.2417 | 740.9878 | 288.7399 | 0
55856 | Prairie State Generating Station | Kentucky Municipal Power Agency | IL | 7.82% | FALSE | 845396.0772 | 845396.0772 | 843148.9592 | 2247.118 | 0 | 0 | 0 | 0 | 0 | 807094.2171 | 762.4374 | 297.0981 | 0
55856 | Prairie State Generating Station | Prairie Power Inc | IL | 8.22% | FALSE | 888638.8433 | 888638.8433 | 886276.7832 | 2362.0601 | 0 | 0 | 0 | 0 | 0 | 848377.8088 | 801.4368 | 312.295 | 0
55856 | Prairie State Generating Station | Lively Grove Energy Partners LLC | IL | 2.53% | FALSE | 273510.4956 | 273510.4956 | 272783.4868 | 727.0088 | 0 | 0 | 0 | 0 | 0 | 261118.7173 | 246.6709 | 96.12 | 0
55866 | Basin Creek Plant | Basin Creek Power Services LLC | MT | 5.11% | FALSE | 5534.4366 | 5534.4366 | 0 | 5534.4366 | 0 | 0 | 0 | 0 | 0 | 2990.1718 | 0 | 0 | 0
55866 | Basin Creek Plant | Maxim Power (USA) Inc | MT | 94.89% | FALSE | 102771.5634 | 102771.5634 | 0 | 102771.5634 | 0 | 0 | 0 | 0 | 0 | 55525.91 | 0 | 0 | 0
55874 | Panoche Peaker | Wellhead Electric | CA | 25% | FALSE | 3311.25 | 3311.25 | 0 | 3311.25 | 0 | 0 | 0 | 0 | 0 | 3062.1581 | 0 | 0 | 0
55874 | Panoche Peaker | Wellhead Electric | CA | 75% | FALSE | 9933.75 | 9933.75 | 0 | 9933.75 | 0 | 0 | 0 | 0 | 0 | 9186.4744 | 0 | 0 | 0
55950 | Elk Hills Cogen | Chevron | CA | 22% | FALSE | 2414.94 | 2414.94 | 0 | 2414.94 | 0 | 0 | 0 | 0 | 0 | 1263.266 | 0 | 0 | 0
55950 | Elk Hills Cogen | California Resources Corporation | CA | 78% | FALSE | 8562.06 | 8562.06 | 0 | 8562.06 | 0 | 0 | 0 | 0 | 0 | 4478.8522 | 0 | 0 | 0
56011 | Cabazon Wind Partners | Shell | CA | 50% | FALSE | 58287.5 | 0 | 0 | 0 | 0 | 0 | 0 | 0 | 58287.5 | 0 | 0 | 0 | 0
56011 | Cabazon Wind Partners | Goldman Sachs | CA | 50% | FALSE | 58287.5 | 0 | 0 | 0 | 0 | 0 | 0 | 0 | 58287.5 | 0 | 0 | 0 | 0
56012 | Whitewater Hill Wind Partners | Shell | CA | 50% | FALSE | 82225.5 | 0 | 0 | 0 | 0 | 0 | 0 | 0 | 82225.5 | 0 | 0 | 0 | 0
56012 | Whitewater Hill Wind Partners | Goldman Sachs | CA | 50% | FALSE | 82225.5 | 0 | 0 | 0 | 0 | 0 | 0 | 0 | 82225.5 | 0 | 0 | 0 | 0
56068 | Elm Road Generating Station | MGE Energy | WI | 8.33% | FALSE | 615391.6607 | 615391.6607 | 613886.4172 | 1505.2435 | 0 | 0 | 0 | 0 | 0 | 635484.5733 | 46.936 | 196.211 | 2.1574
56068 | Elm Road Generating Station | WPPI Energy | WI | 8.33% | FALSE | 615391.6607 | 615391.6607 | 613886.4172 | 1505.2435 | 0 | 0 | 0 | 0 | 0 | 635484.5733 | 46.936 | 196.211 | 2.1574
56068 | Elm Road Generating Station | WEC Energy Group | WI | 83.34% | TRUE | 6156871.6687 | 6156871.6687 | 6141812.0057 | 15059.663 | 0 | 0 | 0 | 0 | 0 | 6357897.2792 | 469.5851 | 1963.052 | 21.5843
56094 | Oklahoma Wind Energy Center | NextEra Energy | OK | 50% | TRUE | 109707.5 | 0 | 0 | 0 | 0 | 0 | 0 | 0 | 109707.5 | 0 | 0 | 0 | 0
56094 | Oklahoma Wind Energy Center | NextEra Energy | OK | 50% | TRUE | 109707.5 | 0 | 0 | 0 | 0 | 0 | 0 | 0 | 109707.5 | 0 | 0 | 0 | 0
56111 | Brazos Wind Farm | Shell | TX | 50% | FALSE | 182907 | 0 | 0 | 0 | 0 | 0 | 0 | 0 | 182907 | 0 | 0 | 0 | 0
56111 | Brazos Wind Farm | Mitsui & Co | TX | 50% | FALSE | 182907 | 0 | 0 | 0 | 0 | 0 | 0 | 0 | 182907 | 0 | 0 | 0 | 0
56173 | Colorado Green Holdings LLC | Avangrid | CO | 50% | TRUE | 109864.5 | 0 | 0 | 0 | 0 | 0 | 0 | 0 | 109864.5 | 0 | 0 | 0 | 0
56173 | Colorado Green Holdings LLC | Shell | CO | 50% | FALSE | 109864.5 | 0 | 0 | 0 | 0 | 0 | 0 | 0 | 109864.5 | 0 | 0 | 0 | 0
56290 | Maple Ridge Wind Farm | Avangrid | NY | 50% | TRUE | 393366 | 0 | 0 | 0 | 0 | 0 | 0 | 0 | 393366 | 0 | 0 | 0 | 0
56290 | Maple Ridge Wind Farm | EDP | NY | 50% | TRUE | 393366 | 0 | 0 | 0 | 0 | 0 | 0 | 0 | 393366 | 0 | 0 | 0 | 0
56304 | San Juan Mesa Wind Project LLC | NRG | NM | 56.93% | TRUE | 228986.6925 | 0 | 0 | 0 | 0 | 0 | 0 | 0 | 228986.6925 | 0 | 0 | 0 | 0
56304 | San Juan Mesa Wind Project LLC | NRG Yield Op. | NM | 18.07% | FALSE | 72682.0575 | 0 | 0 | 0 | 0 | 0 | 0 | 0 | 72682.0575 | 0 | 0 | 0 | 0
56304 | San Juan Mesa Wind Project LLC | Citi | NM | 25% | FALSE | 100556.25 | 0 | 0 | 0 | 0 | 0 | 0 | 0 | 100556.25 | 0 | 0 | 0 | 0
56378 | Pakini Nui Wind Farm | Apollo Energy Corp | HI | 60% | FALSE | 45883.2 | 0 | 0 | 0 | 0 | 0 | 0 | 0 | 45883.2 | 0 | 0 | 0 | 0
56378 | Pakini Nui Wind Farm | EFS-G LLC | HI | 40% | FALSE | 30588.8 | 0 | 0 | 0 | 0 | 0 | 0 | 0 | 30588.8 | 0 | 0 | 0 | 0
56409 | Stahl Wind Energy | Stahl Wind Energy LLC | MN | 1% | FALSE | 51.54 | 0 | 0 | 0 | 0 | 0 | 0 | 0 | 51.54 | 0 | 0 | 0 | 0
56409 | Stahl Wind Energy | JDR Holdings LLC | MN | 99% | FALSE | 5102.46 | 0 | 0 | 0 | 0 | 0 | 0 | 0 | 5102.46 | 0 | 0 | 0 | 0
56410 | Carstensen Wind | Carstensen Wind LLC | MN | 1% | FALSE | 47.95 | 0 | 0 | 0 | 0 | 0 | 0 | 0 | 47.95 | 0 | 0 | 0 | 0
56410 | Carstensen Wind | JDR Holdings LLC | MN | 99% | FALSE | 4747.05 | 0 | 0 | 0 | 0 | 0 | 0 | 0 | 4747.05 | 0 | 0 | 0 | 0
56411 | Northern Lights Wind LLC | Northern Lights Wind LLC | MN | 1% | FALSE | 49.59 | 0 | 0 | 0 | 0 | 0 | 0 | 0 | 49.59 | 0 | 0 | 0 | 0
56411 | Northern Lights Wind LLC | JDR Holdings LLC | MN | 99% | FALSE | 4909.41 | 0 | 0 | 0 | 0 | 0 | 0 | 0 | 4909.41 | 0 | 0 | 0 | 0
56412 | Lucky Wind | Lucky Wind LLC | MN | 1% | FALSE | 49.5 | 0 | 0 | 0 | 0 | 0 | 0 | 0 | 49.5 | 0 | 0 | 0 | 0
56412 | Lucky Wind | JDR Holdings LLC | MN | 99% | FALSE | 4900.5 | 0 | 0 | 0 | 0 | 0 | 0 | 0 | 4900.5 | 0 | 0 | 0 | 0
56413 | Greenback Energy | Greenback Energy LLC | MN | 1% | FALSE | 50.51 | 0 | 0 | 0 | 0 | 0 | 0 | 0 | 50.51 | 0 | 0 | 0 | 0
56413 | Greenback Energy | JDR Holdings LLC | MN | 99% | FALSE | 5000.49 | 0 | 0 | 0 | 0 | 0 | 0 | 0 | 5000.49 | 0 | 0 | 0 | 0
56432 | Wildorado Wind LLC | NRG | TX | 75.82% | TRUE | 483595.8822 | 0 | 0 | 0 | 0 | 0 | 0 | 0 | 483595.8822 | 0 | 0 | 0 | 0
56432 | Wildorado Wind LLC | NRG Yield Op. | TX | 24.08% | FALSE | 153587.2968 | 0 | 0 | 0 | 0 | 0 | 0 | 0 | 153587.2968 | 0 | 0 | 0 | 0
56432 | Wildorado Wind LLC | Other | TX | 0.1% | FALSE | 637.821 | 0 | 0 | 0 | 0 | 0 | 0 | 0 | 637.821 | 0 | 0 | 0 | 0
56456 | Plum Point Energy Station | Algonquin Power | AR | 7.52% | FALSE | 264764.4639 | 264764.4639 | 262993.7038 | 0 | 1770.76 | 0 | 0 | 0 | 0 | 276355.668 | 187.422 | 110.1199 | 2.3538
56456 | Plum Point Energy Station | Municipal Energy Agency of MS | AR | 6% | FALSE | 211248.2425 | 211248.2425 | 209835.402 | 0 | 1412.8405 | 0 | 0 | 0 | 0 | 220496.5437 | 149.5388 | 87.8617 | 1.878
56456 | Plum Point Energy Station | East Texas Electric Coop, Inc | AR | 7.52% | FALSE | 264764.4639 | 264764.4639 | 262993.7038 | 0 | 1770.76 | 0 | 0 | 0 | 0 | 276355.668 | 187.422 | 110.1199 | 2.3538
56456 | Plum Point Energy Station | Missouri Joint Municipal Power Electric | AR | 22.11% | FALSE | 778449.7735 | 778449.7735 | 773243.4564 | 0 | 5206.3171 | 0 | 0 | 0 | 0 | 812529.7634 | 551.0506 | 323.7702 | 6.9204
56456 | Plum Point Energy Station | Ares | AR | 56.85% | TRUE | 2001577.0973 | 2001577.0973 | 1988190.434 | 0 | 13386.6634 | 0 | 0 | 0 | 0 | 2089204.7511 | 1416.8805 | 832.4892 | 17.7941
56470 | Locust Ridge | Avangrid | PA | 45% | TRUE | 32046.3 | 0 | 0 | 0 | 0 | 0 | 0 | 0 | 32046.3 | 0 | 0 | 0 | 0
56470 | Locust Ridge | Fortis Capital | PA | 55% | FALSE | 39167.7 | 0 | 0 | 0 | 0 | 0 | 0 | 0 | 39167.7 | 0 | 0 | 0 | 0
56495 | NedPower Mount Storm | Dominion | WV | 50% | TRUE | 283305.5 | 0 | 0 | 0 | 0 | 0 | 0 | 0 | 283305.5 | 0 | 0 | 0 | 0
56495 | NedPower Mount Storm | Shell | WV | 50% | FALSE | 283305.5 | 0 | 0 | 0 | 0 | 0 | 0 | 0 | 283305.5 | 0 | 0 | 0 | 0
56543 | Eastridge Wind Project | no name | MN | 1% | FALSE | 252.82 | 0 | 0 | 0 | 0 | 0 | 0 | 0 | 252.82 | 0 | 0 | 0 | 0
56543 | Eastridge Wind Project | NRG | MN | 99% | TRUE | 25029.18 | 0 | 0 | 0 | 0 | 0 | 0 | 0 | 25029.18 | 0 | 0 | 0 | 0
56544 | Windom Wind Project | NRG | MN | 99% | TRUE | 39639.6 | 0 | 0 | 0 | 0 | 0 | 0 | 0 | 39639.6 | 0 | 0 | 0 | 0
56544 | Windom Wind Project | Other | MN | 1% | FALSE | 400.4 | 0 | 0 | 0 | 0 | 0 | 0 | 0 | 400.4 | 0 | 0 | 0 | 0
56554 | Salt Lake Energy Systems | DTE Energy | UT | 50% | TRUE | 12736.5 | 0 | 0 | 0 | 0 | 0 | 0 | 12736.5 | 0 | 0 | 0 | 0 | 0
56554 | Salt Lake Energy Systems | Ares | UT | 50% | TRUE | 12736.5 | 0 | 0 | 0 | 0 | 0 | 0 | 12736.5 | 0 | 0 | 0 | 0 | 0
56564 | John W Turk Jr Power Plant | Arkansas Electric Coop | AR | 11.7% | TRUE | 516622.2706 | 516622.2706 | 515954.7432 | 667.5274 | 0 | 0 | 0 | 0 | 0 | 502659.3948 | 110.4324 | 104.5541 | 1.989
56564 | John W Turk Jr Power Plant | Oklahoma Municipal Power Authority | AR | 6.7% | FALSE | 295843.5225 | 295843.5225 | 295461.2632 | 382.2593 | 0 | 0 | 0 | 0 | 0 | 287847.6876 | 63.2391 | 59.8729 | 1.139
56564 | John W Turk Jr Power Plant | AEP | AR | 73.3% | TRUE | 3236616.4471 | 3236616.4471 | 3232434.4168 | 4182.0303 | 0 | 0 | 0 | 0 | 0 | 3149139.6276 | 691.8545 | 655.0271 | 12.461
56564 | John W Turk Jr Power Plant | East Texas Electric Coop, Inc | AR | 8.3% | FALSE | 366492.7218 | 366492.7218 | 366019.1768 | 473.545 | 0 | 0 | 0 | 0 | 0 | 356587.434 | 78.341 | 74.1709 | 1.411
56596 | Wygen III | MDU Resources | WY | 25% | FALSE | 193111.0013 | 193111.0013 | 192695.27 | 415.7312 | 0 | 0 | 0 | 0 | 0 | 238380.3632 | 70.1175 | 44.8708 | 1.0678
56596 | Wygen III | Black Hills Corp | WY | 52% | FALSE | 401670.8826 | 401670.8826 | 400806.1616 | 864.721 | 0 | 0 | 0 | 0 | 0 | 495831.1554 | 145.8444 | 93.3312 | 2.221
56596 | Wygen III | City Of Gillette | WY | 23% | FALSE | 177662.1211 | 177662.1211 | 177279.6484 | 382.4728 | 0 | 0 | 0 | 0 | 0 | 219309.9341 | 64.5081 | 41.2811 | 0.98237
56609 | Dry Fork Station | Basin Electric Power Coop | WY | 92.9% | TRUE | 3000491.632 | 3000491.632 | 2997697.3858 | 0 | 2794.2462 | 0 | 0 | 0 | 0 | 3403667.5031 | 972.8525 | 647.7378 | 26.941
56609 | Dry Fork Station | Wyoming Municipal Power Agency | WY | 7.1% | FALSE | 229316.368 | 229316.368 | 229102.8142 | 0 | 213.5538 | 0 | 0 | 0 | 0 | 260129.5939 | 74.3515 | 49.5042 | 2.059
56611 | Sandy Creek Energy Station | Lower CO River Authority | TX | 11.13% | TRUE | 704738.6892 | 704738.6892 | 704738.6892 | 0 | 0 | 0 | 0 | 0 | 0 | 743738.9995 | 329.518 | 169.7855 | 5.8989
56611 | Sandy Creek Energy Station | LS Power | TX | 63.87% | TRUE | 4044174.3108 | 4044174.3108 | 4044174.3108 | 0 | 0 | 0 | 0 | 0 | 0 | 4267979.3262 | 1890.9537 | 974.3215 | 33.8511
56611 | Sandy Creek Energy Station | Brazos Electric Power Coop | TX | 25% | FALSE | 1582971 | 1582971 | 1582971 | 0 | 0 | 0 | 0 | 0 | 0 | 1670572.7752 | 740.1572 | 381.369 | 13.25
56643 | St Paul Cogeneration | DTE Energy | MN | 50% | TRUE | 73766.4985 | 14831.9785 | 0 | 14831.9785 | 0 | 0 | 0 | 58934.52 | 0 | 7071.8192 | 0 | 0 | 0
56643 | St Paul Cogeneration | Ever Green Energy Inc | MN | 50% | FALSE | 73766.4985 | 14831.9785 | 0 | 14831.9785 | 0 | 0 | 0 | 58934.52 | 0 | 7071.8192 | 0 | 0 | 0
56694 | Russell D Smith | Quincy-Columbia Basin Irr Dist | WA | 33.33% | FALSE | 4790.1876 | 0 | 0 | 0 | 0 | 0 | 4790.1876 | 0 | 0 | 0 | 0 | 0 | 0
56694 | Russell D Smith | East Columbia Basin Irr Dist | WA | 33.34% | FALSE | 4791.6248 | 0 | 0 | 0 | 0 | 0 | 4791.6248 | 0 | 0 | 0 | 0 | 0 | 0
56694 | Russell D Smith | South Columbia Basin Irr Dist | WA | 33.33% | FALSE | 4790.1876 | 0 | 0 | 0 | 0 | 0 | 4790.1876 | 0 | 0 | 0 | 0 | 0 | 0
56695 | Summer Falls Power Plant | Quincy-Columbia Basin Irr Dist | WA | 33.34% | FALSE | 113421.3464 | 0 | 0 | 0 | 0 | 0 | 113421.3464 | 0 | 0 | 0 | 0 | 0 | 0
56695 | Summer Falls Power Plant | East Columbia Basin Irr Dist | WA | 33.33% | FALSE | 113387.3268 | 0 | 0 | 0 | 0 | 0 | 113387.3268 | 0 | 0 | 0 | 0 | 0 | 0
56695 | Summer Falls Power Plant | South Columbia Basin Irr Dist | WA | 33.33% | FALSE | 113387.3268 | 0 | 0 | 0 | 0 | 0 | 113387.3268 | 0 | 0 | 0 | 0 | 0 | 0
56696 | Eltopia Branch Canal 4.6 | Quincy-Columbia Basin Irr Dist | WA | 33.34% | FALSE | 2529.5058 | 0 | 0 | 0 | 0 | 0 | 2529.5058 | 0 | 0 | 0 | 0 | 0 | 0
56696 | Eltopia Branch Canal 4.6 | East Columbia Basin Irr Dist | WA | 33.33% | FALSE | 2528.7471 | 0 | 0 | 0 | 0 | 0 | 2528.7471 | 0 | 0 | 0 | 0 | 0 | 0
56696 | Eltopia Branch Canal 4.6 | South Columbia Basin Irr Dist | WA | 33.33% | FALSE | 2528.7471 | 0 | 0 | 0 | 0 | 0 | 2528.7471 | 0 | 0 | 0 | 0 | 0 | 0
56697 | Potholes East Canal 66.0 | Quincy-Columbia Basin Irr Dist | WA | 33.34% | FALSE | 2780.2226 | 0 | 0 | 0 | 0 | 0 | 2780.2226 | 0 | 0 | 0 | 0 | 0 | 0
56697 | Potholes East Canal 66.0 | East Columbia Basin Irr Dist | WA | 33.33% | FALSE | 2779.3887 | 0 | 0 | 0 | 0 | 0 | 2779.3887 | 0 | 0 | 0 | 0 | 0 | 0
56697 | Potholes East Canal 66.0 | South Columbia Basin Irr Dist | WA | 33.33% | FALSE | 2779.3887 | 0 | 0 | 0 | 0 | 0 | 2779.3887 | 0 | 0 | 0 | 0 | 0 | 0
56698 | Main Canal Headworks | Quincy-Columbia Basin Irr Dist | WA | 33.33% | FALSE | 29808.0189 | 0 | 0 | 0 | 0 | 0 | 29808.0189 | 0 | 0 | 0 | 0 | 0 | 0
56698 | Main Canal Headworks | East Columbia Basin Irr Dist | WA | 33.34% | FALSE | 29816.9622 | 0 | 0 | 0 | 0 | 0 | 29816.9622 | 0 | 0 | 0 | 0 | 0 | 0
56698 | Main Canal Headworks | South Columbia Basin Irr Dist | WA | 33.33% | FALSE | 29808.0189 | 0 | 0 | 0 | 0 | 0 | 29808.0189 | 0 | 0 | 0 | 0 | 0 | 0
56750 | Jeffers Wind 20 LLC | Longroad Energy | MN | 99.9% | FALSE | 163180.656 | 0 | 0 | 0 | 0 | 0 | 0 | 0 | 163180.656 | 0 | 0 | 0 | 0
56750 | Jeffers Wind 20 LLC | Other | MN | 0.1% | FALSE | 163.344 | 0 | 0 | 0 | 0 | 0 | 0 | 0 | 163.344 | 0 | 0 | 0 | 0
56752 | Mountain Wind Power LLC | NRG | WY | 19.9% | TRUE | 32788.434 | 0 | 0 | 0 | 0 | 0 | 0 | 0 | 32788.434 | 0 | 0 | 0 | 0
56752 | Mountain Wind Power LLC | Edison International | WY | 80.1% | TRUE | 131977.566 | 0 | 0 | 0 | 0 | 0 | 0 | 0 | 131977.566 | 0 | 0 | 0 | 0
56753 | Mountain Wind Power II LLC | NRG | WY | 19.9% | TRUE | 43164.891 | 0 | 0 | 0 | 0 | 0 | 0 | 0 | 43164.891 | 0 | 0 | 0 | 0
56753 | Mountain Wind Power II LLC | Edison International | WY | 80.1% | TRUE | 173744.109 | 0 | 0 | 0 | 0 | 0 | 0 | 0 | 173744.109 | 0 | 0 | 0 | 0
56754 | Goat Wind LP | NRG | TX | 99.9% | TRUE | 416698.884 | 0 | 0 | 0 | 0 | 0 | 0 | 0 | 416698.884 | 0 | 0 | 0 | 0
56754 | Goat Wind LP | Cielo Goat Limited | TX | 0.07674% | FALSE | 320.0863 | 0 | 0 | 0 | 0 | 0 | 0 | 0 | 320.0863 | 0 | 0 | 0 | 0
56754 | Goat Wind LP | Mission Wind Goat Mountain Inc | TX | 0.02326% | FALSE | 97.0297 | 0 | 0 | 0 | 0 | 0 | 0 | 0 | 97.0297 | 0 | 0 | 0 | 0
56755 | Odin Wind Farm LLC | NRG | MN | 99.9% | TRUE | 56112.831 | 0 | 0 | 0 | 0 | 0 | 0 | 0 | 56112.831 | 0 | 0 | 0 | 0
56755 | Odin Wind Farm LLC | Odin Holding Company, LLC | MN | 0.1% | FALSE | 56.169 | 0 | 0 | 0 | 0 | 0 | 0 | 0 | 56.169 | 0 | 0 | 0 | 0
56777 | Fowler Ridge Wind Farm LLC | Dominion | IN | 25.1% | TRUE | 331155.2011 | 0 | 0 | 0 | 0 | 0 | 0 | 0 | 331155.2011 | 0 | 0 | 0 | 0
56777 | Fowler Ridge Wind Farm LLC | BP | IN | 25.1% | TRUE | 331155.2011 | 0 | 0 | 0 | 0 | 0 | 0 | 0 | 331155.2011 | 0 | 0 | 0 | 0
56777 | Fowler Ridge Wind Farm LLC | Sempra | IN | 16.66% | TRUE | 219817.5912 | 0 | 0 | 0 | 0 | 0 | 0 | 0 | 219817.5912 | 0 | 0 | 0 | 0
56779 | Sherbino I Wind Farm | BP | TX | 50% | TRUE | 173880 | 0 | 0 | 0 | 0 | 0 | 0 | 0 | 173880 | 0 | 0 | 0 | 0
56779 | Sherbino I Wind Farm | NRG | TX | 50% | TRUE | 173880 | 0 | 0 | 0 | 0 | 0 | 0 | 0 | 173880 | 0 | 0 | 0 | 0
56806 | Cedar Bayou 4 | NRG | TX | 50% | TRUE | 715486.5 | 715486.5 | 0 | 715486.5 | 0 | 0 | 0 | 0 | 0 | 321542.991 | 1.623 | 39.0225 | 0
56806 | Cedar Bayou 4 | Optim Energy | TX | 50% | FALSE | 715486.5 | 715486.5 | 0 | 715486.5 | 0 | 0 | 0 | 0 | 0 | 321542.991 | 1.623 | 39.0225 | 0
56859 | Crosswind Energy Project | NRG | IA | 99% | TRUE | 66615.12 | 0 | 0 | 0 | 0 | 0 | 0 | 0 | 66615.12 | 0 | 0 | 0 | 0
56859 | Crosswind Energy Project | Other | IA | 1% | FALSE | 672.88 | 0 | 0 | 0 | 0 | 0 | 0 | 0 | 672.88 | 0 | 0 | 0 | 0
56860 | Hardin Hilltop Wind LLC | NRG | IA | 99% | TRUE | 44225.28 | 0 | 0 | 0 | 0 | 0 | 0 | 0 | 44225.28 | 0 | 0 | 0 | 0
56860 | Hardin Hilltop Wind LLC | Other | IA | 1% | FALSE | 446.72 | 0 | 0 | 0 | 0 | 0 | 0 | 0 | 446.72 | 0 | 0 | 0 | 0
56947 | Elkhorn Ridge Wind LLC | NRG | NE | 66.7% | TRUE | 161055.821 | 0 | 0 | 0 | 0 | 0 | 0 | 0 | 161055.821 | 0 | 0 | 0 | 0
56947 | Elkhorn Ridge Wind LLC | Tenaska | NE | 11.1% | TRUE | 26802.393 | 0 | 0 | 0 | 0 | 0 | 0 | 0 | 26802.393 | 0 | 0 | 0 | 0
56947 | Elkhorn Ridge Wind LLC | Tenaska | NE | 11.1% | TRUE | 26802.393 | 0 | 0 | 0 | 0 | 0 | 0 | 0 | 26802.393 | 0 | 0 | 0 | 0
56947 | Elkhorn Ridge Wind LLC | Tenaska | NE | 11.1% | TRUE | 26802.393 | 0 | 0 | 0 | 0 | 0 | 0 | 0 | 26802.393 | 0 | 0 | 0 | 0
56961 | Notrees Windpower | Duke | TX | 1% | TRUE | 4242.27 | 0 | 0 | 0 | 0 | 0 | 0 | 0 | 4242.27 | 0 | 0 | 0 | 0
56961 | Notrees Windpower | Duke | TX | 99% | TRUE | 419984.73 | 0 | 0 | 0 | 0 | 0 | 0 | 0 | 419984.73 | 0 | 0 | 0 | 0
57036 | Southcentral Power Project | Anchorage Municipal Light and Power | AK | 30% | FALSE | 258875.4 | 258875.4 | 0 | 258875.4 | 0 | 0 | 0 | 0 | 0 | 117912.7651 | 0 | 0 | 0
57036 | Southcentral Power Project | Chugach Electric Assn Inc | AK | 70% | FALSE | 604042.6 | 604042.6 | 0 | 604042.6 | 0 | 0 | 0 | 0 | 0 | 275129.7851 | 0 | 0 | 0
57130 | Beaver Ridge Wind | Jay M. Cashman | ME | 99% | FALSE | 11372.13 | 0 | 0 | 0 | 0 | 0 | 0 | 0 | 11372.13 | 0 | 0 | 0 | 0
57130 | Beaver Ridge Wind | MIRSAP1 | ME | 1% | FALSE | 114.87 | 0 | 0 | 0 | 0 | 0 | 0 | 0 | 114.87 | 0 | 0 | 0 | 0
57176 | University of Delaware Wind Turbine | Gamesa Wind | DE | 31.12% | FALSE | 1545.108 | 0 | 0 | 0 | 0 | 0 | 0 | 0 | 1545.108 | 0 | 0 | 0 | 0
57176 | University of Delaware Wind Turbine | University of Delaware | DE | 68.88% | FALSE | 3419.892 | 0 | 0 | 0 | 0 | 0 | 0 | 0 | 3419.892 | 0 | 0 | 0 | 0
57210 | Cedar Creek II | BP | CO | 50% | TRUE | 356697.5 | 0 | 0 | 0 | 0 | 0 | 0 | 0 | 356697.5 | 0 | 0 | 0 | 0
57210 | Cedar Creek II | Sempra | CO | 50% | TRUE | 356697.5 | 0 | 0 | 0 | 0 | 0 | 0 | 0 | 356697.5 | 0 | 0 | 0 | 0
57211 | Goshen Phase II | ArcLight Capital | ID | 8.225% | TRUE | 31270.6275 | 0 | 0 | 0 | 0 | 0 | 0 | 0 | 31270.6275 | 0 | 0 | 0 | 0
57211 | Goshen Phase II | ArcLight Capital | ID | 4.275% | TRUE | 16253.1225 | 0 | 0 | 0 | 0 | 0 | 0 | 0 | 16253.1225 | 0 | 0 | 0 | 0
57211 | Goshen Phase II | ArcLight Capital | ID | 37.5% | TRUE | 142571.25 | 0 | 0 | 0 | 0 | 0 | 0 | 0 | 142571.25 | 0 | 0 | 0 | 0
57211 | Goshen Phase II | BP | ID | 50% | TRUE | 190095 | 0 | 0 | 0 | 0 | 0 | 0 | 0 | 190095 | 0 | 0 | 0 | 0
57260 | Cedro Hill Wind LLC | NRG | TX | 19.9% | TRUE | 101574.774 | 0 | 0 | 0 | 0 | 0 | 0 | 0 | 101574.774 | 0 | 0 | 0 | 0
57260 | Cedro Hill Wind LLC | Edison International | TX | 80.1% | TRUE | 408851.226 | 0 | 0 | 0 | 0 | 0 | 0 | 0 | 408851.226 | 0 | 0 | 0 | 0
57278 | Crofton Bluffs Wind LLC | NRG | NE | 19.9% | TRUE | 32267.452 | 0 | 0 | 0 | 0 | 0 | 0 | 0 | 32267.452 | 0 | 0 | 0 | 0
57278 | Crofton Bluffs Wind LLC | Edison International | NE | 80.1% | TRUE | 129880.548 | 0 | 0 | 0 | 0 | 0 | 0 | 0 | 129880.548 | 0 | 0 | 0 | 0
57351 | Uilk Wind LLC | TianRun Uilk LLC | MN | 97% | FALSE | 12950.47 | 0 | 0 | 0 | 0 | 0 | 0 | 0 | 12950.47 | 0 | 0 | 0 | 0
57351 | Uilk Wind LLC | Uilk Wind I | MN | 1% | FALSE | 133.51 | 0 | 0 | 0 | 0 | 0 | 0 | 0 | 133.51 | 0 | 0 | 0 | 0
57351 | Uilk Wind LLC | Uilk Wind II | MN | 1% | FALSE | 133.51 | 0 | 0 | 0 | 0 | 0 | 0 | 0 | 133.51 | 0 | 0 | 0 | 0
57351 | Uilk Wind LLC | Uilk Wind III | MN | 1% | FALSE | 133.51 | 0 | 0 | 0 | 0 | 0 | 0 | 0 | 133.51 | 0 | 0 | 0 | 0
57385 | Community Wind North LLC | Longroad Energy | MN | 99% | FALSE | 96399.27 | 0 | 0 | 0 | 0 | 0 | 0 | 0 | 96399.27 | 0 | 0 | 0 | 0
57385 | Community Wind North LLC | Exelon | MN | 1% | TRUE | 973.73 | 0 | 0 | 0 | 0 | 0 | 0 | 0 | 973.73 | 0 | 0 | 0 | 0
57417 | Elk Wind Farm | RPG Elk/Hawkeye Investco, LLC | IA | 90% | FALSE | 129499.2 | 0 | 0 | 0 | 0 | 0 | 0 | 0 | 129499.2 | 0 | 0 | 0 | 0
57417 | Elk Wind Farm | RPMA Wind Holding II | IA | 10% | FALSE | 14388.8 | 0 | 0 | 0 | 0 | 0 | 0 | 0 | 14388.8 | 0 | 0 | 0 | 0
57434 | Valley View Transmission LLC | ConEdison | MN | 99% | FALSE | 31373.1 | 0 | 0 | 0 | 0 | 0 | 0 | 0 | 31373.1 | 0 | 0 | 0 | 0
57434 | Valley View Transmission LLC | ConEdison | MN | 1% | FALSE | 316.9 | 0 | 0 | 0 | 0 | 0 | 0 | 0 | 316.9 | 0 | 0 | 0 | 0
57482 | Sentinel Energy Center, LLC | CPV Sentinel LLC | CA | 6.25% | FALSE | 30577.25 | 30577.25 | 0 | 30577.25 | 0 | 0 | 0 | 0 | 0 | 17872.4243 | 0.09025 | 1.7984 | 0
57482 | Sentinel Energy Center, LLC | PG Coachella Power Holdings Inc | CA | 25% | FALSE | 122309 | 122309 | 0 | 122309 | 0 | 0 | 0 | 0 | 0 | 71489.697 | 0.361 | 7.1937 | 0
57482 | Sentinel Energy Center, LLC | Voltage Finance LLC | CA | 25% | FALSE | 122309 | 122309 | 0 | 122309 | 0 | 0 | 0 | 0 | 0 | 71489.697 | 0.361 | 7.1937 | 0
57482 | Sentinel Energy Center, LLC | Mitsubishi | CA | 43.75% | FALSE | 214040.75 | 214040.75 | 0 | 214040.75 | 0 | 0 | 0 | 0 | 0 | 125106.9698 | 0.63175 | 12.5891 | 0
57490 | Imperial Solar Energy Center South | Prudential Insurance Company of America | CA | 32.31% | FALSE | 90677.6919 | 0 | 0 | 0 | 0 | 0 | 0 | 0 | 90677.6919 | 0 | 0 | 0 | 0
57490 | Imperial Solar Energy Center South | Tenaska | CA | 34.86% | TRUE | 97834.2414 | 0 | 0 | 0 | 0 | 0 | 0 | 0 | 97834.2414 | 0 | 0 | 0 | 0
57490 | Imperial Solar Energy Center South | Tenaska | CA | 32.83% | TRUE | 92137.0667 | 0 | 0 | 0 | 0 | 0 | 0 | 0 | 92137.0667 | 0 | 0 | 0 | 0
57491 | Imperial Solar Energy Center West | Tenaska | CA | 31.09% | TRUE | 121442.5144 | 0 | 0 | 0 | 0 | 0 | 0 | 0 | 121442.5144 | 0 | 0 | 0 | 0
57491 | Imperial Solar Energy Center West | Tenaska | CA | 29.28% | TRUE | 114372.3648 | 0 | 0 | 0 | 0 | 0 | 0 | 0 | 114372.3648 | 0 | 0 | 0 | 0
57491 | Imperial Solar Energy Center West | SunEdison | CA | 39.63% | FALSE | 154801.1208 | 0 | 0 | 0 | 0 | 0 | 0 | 0 | 154801.1208 | 0 | 0 | 0 | 0
57593 | Broken Bow Wind LLC | NRG | NE | 19.9% | TRUE | 57707.811 | 0 | 0 | 0 | 0 | 0 | 0 | 0 | 57707.811 | 0 | 0 | 0 | 0
57593 | Broken Bow Wind LLC | Edison International | NE | 80.1% | TRUE | 232281.189 | 0 | 0 | 0 | 0 | 0 | 0 | 0 | 232281.189 | 0 | 0 | 0 | 0
57639 | Ironwood Wind | Duke | KS | 50% | TRUE | 316988.5 | 0 | 0 | 0 | 0 | 0 | 0 | 0 | 316988.5 | 0 | 0 | 0 | 0
57639 | Ironwood Wind | Sumitomo | KS | 50% | FALSE | 316988.5 | 0 | 0 | 0 | 0 | 0 | 0 | 0 | 316988.5 | 0 | 0 | 0 | 0
57663 | Cimarron Windpower II | Duke | KS | 50% | TRUE | 276909.5 | 0 | 0 | 0 | 0 | 0 | 0 | 0 | 276909.5 | 0 | 0 | 0 | 0
57663 | Cimarron Windpower II | Sumitomo | KS | 50% | FALSE | 276909.5 | 0 | 0 | 0 | 0 | 0 | 0 | 0 | 276909.5 | 0 | 0 | 0 | 0
57703 | Cheyenne Prairie Generating Station | Black Hills Corp | WY | 41.43% | FALSE | 51483.7 | 51483.7 | 0 | 51483.7 | 0 | 0 | 0 | 0 | 0 | 24004.2686 | 0.12221 | 1.7301 | 0
57769 | Mehoopany Wind Energy LLC | BP | PA | 50% | TRUE | 188077 | 0 | 0 | 0 | 0 | 0 | 0 | 0 | 188077 | 0 | 0 | 0 | 0
57769 | Mehoopany Wind Energy LLC | Sempra | PA | 50% | TRUE | 188077 | 0 | 0 | 0 | 0 | 0 | 0 | 0 | 188077 | 0 | 0 | 0 | 0
57786 | FC Landfill Energy | Marina Energy LLC | MD | 25% | FALSE | 1728.5 | 0 | 0 | 0 | 0 | 0 | 0 | 1728.5 | 0 | 0 | 0 | 0 | 0
57787 | Flat Ridge 2 Wind Energy LLC | BP | KS | 50% | TRUE | 879999.5 | 0 | 0 | 0 | 0 | 0 | 0 | 0 | 879999.5 | 0 | 0 | 0 | 0
57787 | Flat Ridge 2 Wind Energy LLC | Sempra | KS | 50% | TRUE | 879999.5 | 0 | 0 | 0 | 0 | 0 | 0 | 0 | 879999.5 | 0 | 0 | 0 | 0
57813 | GL Wind | GL Envision LLC | MN | 50% | FALSE | 4520.5 | 0 | 0 | 0 | 0 | 0 | 0 | 0 | 4520.5 | 0 | 0 | 0 | 0
57813 | GL Wind | ALM Holding Company | MN | 50% | FALSE | 4520.5 | 0 | 0 | 0 | 0 | 0 | 0 | 0 | 4520.5 | 0 | 0 | 0 | 0
57830 | Rippey Wind Farm | RPMA Wind Holding I LLC | IA | 11% | FALSE | 20103.27 | 0 | 0 | 0 | 0 | 0 | 0 | 0 | 20103.27 | 0 | 0 | 0 | 0
57830 | Rippey Wind Farm | Chevelle Wind Iowa LLC | IA | 89% | FALSE | 162653.73 | 0 | 0 | 0 | 0 | 0 | 0 | 0 | 162653.73 | 0 | 0 | 0 | 0
57832 | Hawkeye Wind Farm | RPG Elk/Hawkeye Investco, LLC | IA | 90% | FALSE | 126185.4 | 0 | 0 | 0 | 0 | 0 | 0 | 0 | 126185.4 | 0 | 0 | 0 | 0
57832 | Hawkeye Wind Farm | RPMA Wind Holding II | IA | 10% | FALSE | 14020.6 | 0 | 0 | 0 | 0 | 0 | 0 | 0 | 14020.6 | 0 | 0 | 0 | 0
57859 | Moapa Southern Paiute | Moapa Southern Paiute LLC | NV | 65% | FALSE | 408580.25 | 0 | 0 | 0 | 0 | 0 | 0 | 0 | 408580.25 | 0 | 0 | 0 | 0
57859 | Moapa Southern Paiute | First Solar | NV | 35% | FALSE | 220004.75 | 0 | 0 | 0 | 0 | 0 | 0 | 0 | 220004.75 | 0 | 0 | 0 | 0
57968 | Cashton Greens Wind Farm | GL Envision LLC | WI | 50% | FALSE | 5709 | 0 | 0 | 0 | 0 | 0 | 0 | 0 | 5709 | 0 | 0 | 0 | 0
57968 | Cashton Greens Wind Farm | CROPP Cooperative | WI | 50% | FALSE | 5709 | 0 | 0 | 0 | 0 | 0 | 0 | 0 | 5709 | 0 | 0 | 0 | 0
57980 | Busch Ranch Wind Energy Farm | Black Hills Corp | CO | 50% | FALSE | 44973.5 | 0 | 0 | 0 | 0 | 0 | 0 | 0 | 44973.5 | 0 | 0 | 0 | 0
57980 | Busch Ranch Wind Energy Farm | AltaGas | CO | 50% | FALSE | 44973.5 | 0 | 0 | 0 | 0 | 0 | 0 | 0 | 44973.5 | 0 | 0 | 0 | 0
57987 | Canadian Hills Wind | DIF | OK | 99% | FALSE | 1032903.63 | 0 | 0 | 0 | 0 | 0 | 0 | 0 | 1032903.63 | 0 | 0 | 0 | 0
57987 | Canadian Hills Wind | Apex Wind Energy Holdings, LLC | OK | 1% | FALSE | 10433.37 | 0 | 0 | 0 | 0 | 0 | 0 | 0 | 10433.37 | 0 | 0 | 0 | 0
57993 | Desert Sunlight 300, LLC | NextEra Energy | CA | 40.96% | TRUE | 287925.6352 | 0 | 0 | 0 | 0 | 0 | 0 | 0 | 287925.6352 | 0 | 0 | 0 | 0
57993 | Desert Sunlight 300, LLC | NextEra Energy Partners | CA | 9.039% | FALSE | 63538.3648 | 0 | 0 | 0 | 0 | 0 | 0 | 0 | 63538.3648 | 0 | 0 | 0 | 0
57993 | Desert Sunlight 300, LLC | Sumitomo | CA | 25% | FALSE | 175732 | 0 | 0 | 0 | 0 | 0 | 0 | 0 | 175732 | 0 | 0 | 0 | 0
57993 | Desert Sunlight 300, LLC | NRG | CA | 18.98% | TRUE | 133415.7344 | 0 | 0 | 0 | 0 | 0 | 0 | 0 | 133415.7344 | 0 | 0 | 0 | 0
57993 | Desert Sunlight 300, LLC | NRG Yield Op. | CA | 6.02% | FALSE | 42316.2656 | 0 | 0 | 0 | 0 | 0 | 0 | 0 | 42316.2656 | 0 | 0 | 0 | 0
57993 | Desert Sunlight 300, LLC | CalPERS | CA | 0% | FALSE | 0 | 0 | 0 | 0 | 0 | 0 | 0 | 0 | 0 | 0 | 0 | 0 | 0
58002 | Alpaugh North | Sempra | CA | 50% | TRUE | 25207 | 0 | 0 | 0 | 0 | 0 | 0 | 0 | 25207 | 0 | 0 | 0 | 0
58002 | Alpaugh North | ConEdison | CA | 50% | FALSE | 25207 | 0 | 0 | 0 | 0 | 0 | 0 | 0 | 25207 | 0 | 0 | 0 | 0
58003 | Alpaugh 50 | Sempra | CA | 50% | TRUE | 64019.5 | 0 | 0 | 0 | 0 | 0 | 0 | 0 | 64019.5 | 0 | 0 | 0 | 0
58003 | Alpaugh 50 | ConEdison | CA | 50% | FALSE | 64019.5 | 0 | 0 | 0 | 0 | 0 | 0 | 0 | 64019.5 | 0 | 0 | 0 | 0
58004 | Granite Reliable Power | Brookfield | NH | 89.48% | TRUE | 185911.7012 | 0 | 0 | 0 | 0 | 0 | 0 | 0 | 185911.7012 | 0 | 0 | 0 | 0
58004 | Granite Reliable Power | Brookfield | NH | 10.52% | TRUE | 21857.2988 | 0 | 0 | 0 | 0 | 0 | 0 | 0 | 21857.2988 | 0 | 0 | 0 | 0
58017 | Copper Mountain Solar 2 | ConEdison | NV | 50% | FALSE | 183180.5 | 0 | 0 | 0 | 0 | 0 | 0 | 0 | 183180.5 | 0 | 0 | 0 | 0
58017 | Copper Mountain Solar 2 | Sempra | NV | 50% | TRUE | 183180.5 | 0 | 0 | 0 | 0 | 0 | 0 | 0 | 183180.5 | 0 | 0 | 0 | 0
58122 | Delano Energy Center | Wellhead Electric | CA | 99% | FALSE | 18528.84 | 18528.84 | 0 | 18528.84 | 0 | 0 | 0 | 0 | 0 | 12725.6946 | 0.06435 | 0.93357 | 0
58122 | Delano Energy Center | Wellhead Electric | CA | 1% | FALSE | 187.16 | 187.16 | 0 | 187.16 | 0 | 0 | 0 | 0 | 0 | 128.5424 | 0.00065 | 0.00943 | 0
58129 | Prairies Edge Generating Facility | TD Farm Investments, LLC | IN | 30.4% | FALSE | 2492.8 | 2492.8 | 0 | 2492.8 | 0 | 0 | 0 | 0 | 0 | 2220.8927 | 0 | 0 | 0
58129 | Prairies Edge Generating Facility | MYSUE, LLC | IN | 30.4% | FALSE | 2492.8 | 2492.8 | 0 | 2492.8 | 0 | 0 | 0 | 0 | 0 | 2220.8927 | 0 | 0 | 0
58129 | Prairies Edge Generating Facility | Legacy Family Holdings, LLC | IN | 15.85% | FALSE | 1299.7 | 1299.7 | 0 | 1299.7 | 0 | 0 | 0 | 0 | 0 | 1157.9326 | 0 | 0 | 0
58129 | Prairies Edge Generating Facility | Fair Valley, LLC | IN | 15.85% | FALSE | 1299.7 | 1299.7 | 0 | 1299.7 | 0 | 0 | 0 | 0 | 0 | 1157.9326 | 0 | 0 | 0
58129 | Prairies Edge Generating Facility | RB Farm Investment, LLC | IN | 2.5% | FALSE | 205 | 205 | 0 | 205 | 0 | 0 | 0 | 0 | 0 | 182.6392 | 0 | 0 | 0
58129 | Prairies Edge Generating Facility | GD Farm Investment, LLC | IN | 2.5% | FALSE | 205 | 205 | 0 | 205 | 0 | 0 | 0 | 0 | 0 | 182.6392 | 0 | 0 | 0
58129 | Prairies Edge Generating Facility | RD Farm Investment, LLC | IN | 2.5% | FALSE | 205 | 205 | 0 | 205 | 0 | 0 | 0 | 0 | 0 | 182.6392 | 0 | 0 | 0
58282 | Leicester One MA Solar LLC | SAH Holdings | MA | 90% | FALSE | 5906.7 | 0 | 0 | 0 | 0 | 0 | 0 | 0 | 5906.7 | 0 | 0 | 0 | 0
58282 | Leicester One MA Solar LLC | Centaurus Holdings, LLC | MA | 10% | FALSE | 656.3 | 0 | 0 | 0 | 0 | 0 | 0 | 0 | 656.3 | 0 | 0 | 0 | 0
58314 | Belwood Farm | Red Stone Renewable Energy Fund, LLC | NC | 1% | FALSE | 73.89 | 0 | 0 | 0 | 0 | 0 | 0 | 0 | 73.89 | 0 | 0 | 0 | 0
58314 | Belwood Farm | Strata Fund 3, LLC | NC | 99% | FALSE | 7315.11 | 0 | 0 | 0 | 0 | 0 | 0 | 0 | 7315.11 | 0 | 0 | 0 | 0
58316 | Railroad Farm | Strata West Fund 1, LLC | NC | 99% | FALSE | 8947.62 | 0 | 0 | 0 | 0 | 0 | 0 | 0 | 8947.62 | 0 | 0 | 0 | 0
58316 | Railroad Farm | Red Stone Renewable Energy Fund, LLC | NC | 1% | FALSE | 90.38 | 0 | 0 | 0 | 0 | 0 | 0 | 0 | 90.38 | 0 | 0 | 0 | 0
58317 | Watts Farm | Strata West Fund 1, LLC | NC | 99% | FALSE | 9224.82 | 0 | 0 | 0 | 0 | 0 | 0 | 0 | 9224.82 | 0 | 0 | 0 | 0
58317 | Watts Farm | Red Stone Renewable Energy Fund, LLC | NC | 1% | FALSE | 93.18 | 0 | 0 | 0 | 0 | 0 | 0 | 0 | 93.18 | 0 | 0 | 0 | 0
58318 | Farrington Farm | NC Renewable Investor 1, LLC | NC | 99% | FALSE | 1594.89 | 0 | 0 | 0 | 0 | 0 | 0 | 0 | 1594.89 | 0 | 0 | 0 | 0
58318 | Farrington Farm | Strata Fund 1, LLC | NC | 1% | FALSE | 16.11 | 0 | 0 | 0 | 0 | 0 | 0 | 0 | 16.11 | 0 | 0 | 0 | 0
58332 | Haynes Farm | Strata Solar Development, LLC | NC | 79% | FALSE | 6591.76 | 0 | 0 | 0 | 0 | 0 | 0 | 0 | 6591.76 | 0 | 0 | 0 | 0
58332 | Haynes Farm | CSI Project Holdco, LLC | NC | 21% | FALSE | 1752.24 | 0 | 0 | 0 | 0 | 0 | 0 | 0 | 1752.24 | 0 | 0 | 0 | 0
58334 | Lenoir Farm 2 | Strata Solar Development, LLC | NC | 79% | FALSE | 6916.45 | 0 | 0 | 0 | 0 | 0 | 0 | 0 | 6916.45 | 0 | 0 | 0 | 0
58334 | Lenoir Farm 2 | CSI Project Holdco, LLC | NC | 21% | FALSE | 1838.55 | 0 | 0 | 0 | 0 | 0 | 0 | 0 | 1838.55 | 0 | 0 | 0 | 0
58335 | Marshville Farm | Strata Solar Development, LLC | NC | 79% | FALSE | 6682.61 | 0 | 0 | 0 | 0 | 0 | 0 | 0 | 6682.61 | 0 | 0 | 0 | 0
58335 | Marshville Farm | CSI Project Holdco, LLC | NC | 21% | FALSE | 1776.39 | 0 | 0 | 0 | 0 | 0 | 0 | 0 | 1776.39 | 0 | 0 | 0 | 0
58336 | Mile Farm | Strata Solar Development, LLC | NC | 79% | FALSE | 7156.61 | 0 | 0 | 0 | 0 | 0 | 0 | 0 | 7156.61 | 0 | 0 | 0 | 0
58336 | Mile Farm | CSI Project Holdco, LLC | NC | 21% | FALSE | 1902.39 | 0 | 0 | 0 | 0 | 0 | 0 | 0 | 1902.39 | 0 | 0 | 0 | 0
58337 | Moore Solar Farm | Strata Solar Development, LLC | NC | 79% | FALSE | 6867.47 | 0 | 0 | 0 | 0 | 0 | 0 | 0 | 6867.47 | 0 | 0 | 0 | 0
58337 | Moore Solar Farm | CSI Project Holdco, LLC | NC | 21% | FALSE | 1825.53 | 0 | 0 | 0 | 0 | 0 | 0 | 0 | 1825.53 | 0 | 0 | 0 | 0
58338 | Moorings Farm | Strata Solar Development, LLC | NC | 79% | FALSE | 6387.94 | 0 | 0 | 0 | 0 | 0 | 0 | 0 | 6387.94 | 0 | 0 | 0 | 0
58338 | Moorings Farm | CSI Project Holdco, LLC | NC | 21% | FALSE | 1698.06 | 0 | 0 | 0 | 0 | 0 | 0 | 0 | 1698.06 | 0 | 0 | 0 | 0
58339 | New Bern Farm | Strata Solar Development, LLC | NC | 79% | FALSE | 7232.45 | 0 | 0 | 0 | 0 | 0 | 0 | 0 | 7232.45 | 0 | 0 | 0 | 0
58339 | New Bern Farm | CSI Project Holdco, LLC | NC | 21% | FALSE | 1922.55 | 0 | 0 | 0 | 0 | 0 | 0 | 0 | 1922.55 | 0 | 0 | 0 | 0
58340 | Roxboro Farm | Strata Solar Development, LLC | NC | 79% | FALSE | 7259.31 | 0 | 0 | 0 | 0 | 0 | 0 | 0 | 7259.31 | 0 | 0 | 0 | 0
58340 | Roxboro Farm | CSI Project Holdco, LLC | NC | 21% | FALSE | 1929.69 | 0 | 0 | 0 | 0 | 0 | 0 | 0 | 1929.69 | 0 | 0 | 0 | 0
58341 | White Cross Farm | Strata Solar Development, LLC | NC | 79% | FALSE | 6884.85 | 0 | 0 | 0 | 0 | 0 | 0 | 0 | 6884.85 | 0 | 0 | 0 | 0
58341 | White Cross Farm | CSI Project Holdco, LLC | NC | 21% | FALSE | 1830.15 | 0 | 0 | 0 | 0 | 0 | 0 | 0 | 1830.15 | 0 | 0 | 0 | 0
58342 | Wilson Farm 1 | Strata Solar Development, LLC | NC | 79% | FALSE | 7036.53 | 0 | 0 | 0 | 0 | 0 | 0 | 0 | 7036.53 | 0 | 0 | 0 | 0
58342 | Wilson Farm 1 | CSI Project Holdco, LLC | NC | 21% | FALSE | 1870.47 | 0 | 0 | 0 | 0 | 0 | 0 | 0 | 1870.47 | 0 | 0 | 0 | 0
58343 | Yanceyville Farm | Strata Solar Development, LLC | NC | 79% | FALSE | 7083.93 | 0 | 0 | 0 | 0 | 0 | 0 | 0 | 7083.93 | 0 | 0 | 0 | 0
58343 | Yanceyville Farm | CSI Project Holdco, LLC | NC | 21% | FALSE | 1883.07 | 0 | 0 | 0 | 0 | 0 | 0 | 0 | 1883.07 | 0 | 0 | 0 | 0
58373 | White River Solar | Sempra | CA | 50% | TRUE | 25949 | 0 | 0 | 0 | 0 | 0 | 0 | 0 | 25949 | 0 | 0 | 0 | 0
58373 | White River Solar | ConEdison | CA | 50% | FALSE | 25949 | 0 | 0 | 0 | 0 | 0 | 0 | 0 | 25949 | 0 | 0 | 0 | 0
58374 | Corcoran Solar | Sempra | CA | 50% | TRUE | 25448 | 0 | 0 | 0 | 0 | 0 | 0 | 0 | 25448 | 0 | 0 | 0 | 0
58374 | Corcoran Solar | ConEdison | CA | 50% | FALSE | 25448 | 0 | 0 | 0 | 0 | 0 | 0 | 0 | 25448 | 0 | 0 | 0 | 0
58424 | Harbor Wind LLC | Harbor Wind Tenant LLC | TX | 49.99% | FALSE | 7710.4576 | 0 | 0 | 0 | 0 | 0 | 0 | 0 | 7710.4576 | 0 | 0 | 0 | 0
58424 | Harbor Wind LLC | Revolution Energy LLC | TX | 50.01% | FALSE | 7713.5424 | 0 | 0 | 0 | 0 | 0 | 0 | 0 | 7713.5424 | 0 | 0 | 0 | 0
58482 | Azalea Solar, LLC | Dominion | GA | 67% | TRUE | 9183.69 | 0 | 0 | 0 | 0 | 0 | 0 | 0 | 9183.69 | 0 | 0 | 0 | 0
58482 | Azalea Solar, LLC | SunEdison | GA | 33% | FALSE | 4523.31 | 0 | 0 | 0 | 0 | 0 | 0 | 0 | 4523.31 | 0 | 0 | 0 | 0
58528 | Garnet Solar Generation Station I LLC | Hanwha Q CELLS USA | CA | 17% | FALSE | 1539.4401 | 0 | 0 | 0 | 0 | 0 | 0 | 0 | 1539.4401 | 0 | 0 | 0 | 0
58528 | Garnet Solar Generation Station I LLC | Hanwha PVPLUS, LLC | CA | 83% | FALSE | 7516.0899 | 0 | 0 | 0 | 0 | 0 | 0 | 0 | 7516.0899 | 0 | 0 | 0 | 0
58542 | Desert Sunlight 250, LLC | NextEra Energy | CA | 40.96% | TRUE | 253220.6934 | 0 | 0 | 0 | 0 | 0 | 0 | 0 | 253220.6934 | 0 | 0 | 0 | 0
58542 | Desert Sunlight 250, LLC | NextEra Energy Partners | CA | 9.039% | FALSE | 55879.8066 | 0 | 0 | 0 | 0 | 0 | 0 | 0 | 55879.8066 | 0 | 0 | 0 | 0
58542 | Desert Sunlight 250, LLC | Sumitomo | CA | 0.8591% | FALSE | 5310.7848 | 0 | 0 | 0 | 0 | 0 | 0 | 0 | 5310.7848 | 0 | 0 | 0 | 0
58542 | Desert Sunlight 250, LLC | NRG | CA | 18.98% | TRUE | 117334.5498 | 0 | 0 | 0 | 0 | 0 | 0 | 0 | 117334.5498 | 0 | 0 | 0 | 0
58542 | Desert Sunlight 250, LLC | NRG Yield Op. | CA | 6.02% | FALSE | 37215.7002 | 0 | 0 | 0 | 0 | 0 | 0 | 0 | 37215.7002 | 0 | 0 | 0 | 0
58542 | Desert Sunlight 250, LLC | CalPERS | CA | 24.14% | FALSE | 149239.4652 | 0 | 0 | 0 | 0 | 0 | 0 | 0 | 149239.4652 | 0 | 0 | 0 | 0
58552 | Indy Solar I, LLC | Dominion | IN | 67% | TRUE | 10826.53 | 0 | 0 | 0 | 0 | 0 | 0 | 0 | 10826.53 | 0 | 0 | 0 | 0
58552 | Indy Solar I, LLC | SunEdison | IN | 33% | FALSE | 5332.47 | 0 | 0 | 0 | 0 | 0 | 0 | 0 | 5332.47 | 0 | 0 | 0 | 0
58553 | Indy Solar III, LLC | Dominion | IN | 67% | TRUE | 9617.85 | 0 | 0 | 0 | 0 | 0 | 0 | 0 | 9617.85 | 0 | 0 | 0 | 0
58553 | Indy Solar III, LLC | SunEdison | IN | 33% | FALSE | 4737.15 | 0 | 0 | 0 | 0 | 0 | 0 | 0 | 4737.15 | 0 | 0 | 0 | 0
58554 | Somers Solar Center, LLC | Dominion | CT | 67% | TRUE | 6423.96 | 0 | 0 | 0 | 0 | 0 | 0 | 0 | 6423.96 | 0 | 0 | 0 | 0
58554 | Somers Solar Center, LLC | SunEdison | CT | 33% | FALSE | 3164.04 | 0 | 0 | 0 | 0 | 0 | 0 | 0 | 3164.04 | 0 | 0 | 0 | 0
58556 | Indy Solar II, LLC | Dominion | IN | 67% | TRUE | 11108.6 | 0 | 0 | 0 | 0 | 0 | 0 | 0 | 11108.6 | 0 | 0 | 0 | 0
58556 | Indy Solar II, LLC | SunEdison | IN | 33% | FALSE | 5471.4 | 0 | 0 | 0 | 0 | 0 | 0 | 0 | 5471.4 | 0 | 0 | 0 | 0
58592 | Solar Gen 2 | Southern | CA | 51% | TRUE | 206732.07 | 0 | 0 | 0 | 0 | 0 | 0 | 0 | 206732.07 | 0 | 0 | 0 | 0
58592 | Solar Gen 2 | First Solar | CA | 49% | FALSE | 198624.93 | 0 | 0 | 0 | 0 | 0 | 0 | 0 | 198624.93 | 0 | 0 | 0 | 0
58615 | Indianapolis Motor Speedway Solar PV | Blue Renewable Energy IMS, LLC | IN | 1% | FALSE | 140.81 | 0 | 0 | 0 | 0 | 0 | 0 | 0 | 140.81 | 0 | 0 | 0 | 0
58615 | Indianapolis Motor Speedway Solar PV | Firstar Development, LLC | IN | 99% | FALSE | 13940.19 | 0 | 0 | 0 | 0 | 0 | 0 | 0 | 13940.19 | 0 | 0 | 0 | 0
58646 | Stateline Solar | Southern | CA | 66% | TRUE | 434109.72 | 0 | 0 | 0 | 0 | 0 | 0 | 0 | 434109.72 | 0 | 0 | 0 | 0
58646 | Stateline Solar | First Solar | CA | 34% | FALSE | 223632.28 | 0 | 0 | 0 | 0 | 0 | 0 | 0 | 223632.28 | 0 | 0 | 0 | 0
58711 | Lost Hills/Blackwell | Southern | CA | 51% | TRUE | 45387.96 | 0 | 0 | 0 | 0 | 0 | 0 | 0 | 45387.96 | 0 | 0 | 0 | 0
58711 | Lost Hills/Blackwell | First Solar | CA | 49% | FALSE | 43608.04 | 0 | 0 | 0 | 0 | 0 | 0 | 0 | 43608.04 | 0 | 0 | 0 | 0
58713 | North Star Solar | Southern | CA | 51% | TRUE | 80107.74 | 0 | 0 | 0 | 0 | 0 | 0 | 0 | 80107.74 | 0 | 0 | 0 | 0
58713 | North Star Solar | First Solar | CA | 49% | FALSE | 76966.26 | 0 | 0 | 0 | 0 | 0 | 0 | 0 | 76966.26 | 0 | 0 | 0 | 0
58717 | OCI Alamo 4, LLC | Sempra | TX | 50% | TRUE | 37728 | 0 | 0 | 0 | 0 | 0 | 0 | 0 | 37728 | 0 | 0 | 0 | 0
58717 | OCI Alamo 4, LLC | ConEdison | TX | 50% | FALSE | 37728 | 0 | 0 | 0 | 0 | 0 | 0 | 0 | 37728 | 0 | 0 | 0 | 0
58766 | Wake Wind Energy Center | Southern | TX | 90.1% | TRUE | 910634.393 | 0 | 0 | 0 | 0 | 0 | 0 | 0 | 910634.393 | 0 | 0 | 0 | 0
58766 | Wake Wind Energy Center | Invenergy | TX | 9.9% | TRUE | 100058.607 | 0 | 0 | 0 | 0 | 0 | 0 | 0 | 100058.607 | 0 | 0 | 0 | 0
58851 | Oakboro Farm | Strata Solar Development, LLC | NC | 79% | FALSE | 7699.34 | 0 | 0 | 0 | 0 | 0 | 0 | 0 | 7699.34 | 0 | 0 | 0 | 0
58851 | Oakboro Farm | CSI Project Holdco, LLC | NC | 21% | FALSE | 2046.66 | 0 | 0 | 0 | 0 | 0 | 0 | 0 | 2046.66 | 0 | 0 | 0 | 0
58853 | McKenzie Farm | Strata Fund 12 | NC | 1% | FALSE | 99.32 | 0 | 0 | 0 | 0 | 0 | 0 | 0 | 99.32 | 0 | 0 | 0 | 0
58853 | McKenzie Farm | Churchill Hill Stateside Tax Credit Fund II LLC | NC | 99% | FALSE | 9832.68 | 0 | 0 | 0 | 0 | 0 | 0 | 0 | 9832.68 | 0 | 0 | 0 | 0
58915 | Copper Mountain Solar 3 | ConEdison | NV | 50% | FALSE | 303880.5 | 0 | 0 | 0 | 0 | 0 | 0 | 0 | 303880.5 | 0 | 0 | 0 | 0
58915 | Copper Mountain Solar 3 | Sempra | NV | 50% | TRUE | 303880.5 | 0 | 0 | 0 | 0 | 0 | 0 | 0 | 303880.5 | 0 | 0 | 0 | 0
58975 | Henrietta Solar Project | Southern | CA | 51% | TRUE | 127563.24 | 0 | 0 | 0 | 0 | 0 | 0 | 0 | 127563.24 | 0 | 0 | 0 | 0
58975 | Henrietta Solar Project | SunPower | CA | 49% | FALSE | 122560.76 | 0 | 0 | 0 | 0 | 0 | 0 | 0 | 122560.76 | 0 | 0 | 0 | 0
58983 | RE Camelot LLC | Dominion | CA | 67% | TRUE | 84962.7 | 0 | 0 | 0 | 0 | 0 | 0 | 0 | 84962.7 | 0 | 0 | 0 | 0
58983 | RE Camelot LLC | SunEdison | CA | 33% | FALSE | 41847.3 | 0 | 0 | 0 | 0 | 0 | 0 | 0 | 41847.3 | 0 | 0 | 0 | 0
58984 | RE Adams East, LLC | Dominion | CA | 67% | TRUE | 33745.89 | 0 | 0 | 0 | 0 | 0 | 0 | 0 | 33745.89 | 0 | 0 | 0 | 0
58984 | RE Adams East, LLC | SunEdison | CA | 33% | FALSE | 16621.11 | 0 | 0 | 0 | 0 | 0 | 0 | 0 | 16621.11 | 0 | 0 | 0 | 0
58985 | RE Kansas Solar, LLC | Dominion | CA | 67% | TRUE | 35768.62 | 0 | 0 | 0 | 0 | 0 | 0 | 0 | 35768.62 | 0 | 0 | 0 | 0
58985 | RE Kansas Solar, LLC | SunEdison | CA | 33% | FALSE | 17617.38 | 0 | 0 | 0 | 0 | 0 | 0 | 0 | 17617.38 | 0 | 0 | 0 | 0
58986 | RE Old River One, LLC | Dominion | CA | 67% | TRUE | 34248.39 | 0 | 0 | 0 | 0 | 0 | 0 | 0 | 34248.39 | 0 | 0 | 0 | 0
58986 | RE Old River One, LLC | SunEdison | CA | 33% | FALSE | 16868.61 | 0 | 0 | 0 | 0 | 0 | 0 | 0 | 16868.61 | 0 | 0 | 0 | 0
58990 | RE Columbia Two, LLC | Dominion | CA | 67% | TRUE | 28185.56 | 0 | 0 | 0 | 0 | 0 | 0 | 0 | 28185.56 | 0 | 0 | 0 | 0
58990 | RE Columbia Two, LLC | SunEdison | CA | 33% | FALSE | 13882.44 | 0 | 0 | 0 | 0 | 0 | 0 | 0 | 13882.44 | 0 | 0 | 0 | 0
58991 | RE Kent South, LLC | Dominion | CA | 67% | TRUE | 35617.2 | 0 | 0 | 0 | 0 | 0 | 0 | 0 | 35617.2 | 0 | 0 | 0 | 0
58991 | RE Kent South, LLC | SunEdison | CA | 33% | FALSE | 17542.8 | 0 | 0 | 0 | 0 | 0 | 0 | 0 | 17542.8 | 0 | 0 | 0 | 0
59086 | Cottonwood Solar, LLC (Goose Lake) | Dominion | CA | 67% | TRUE | 23351.51 | 0 | 0 | 0 | 0 | 0 | 0 | 0 | 23351.51 | 0 | 0 | 0 | 0
59086 | Cottonwood Solar, LLC (Goose Lake) | SunEdison | CA | 33% | FALSE | 11501.49 | 0 | 0 | 0 | 0 | 0 | 0 | 0 | 11501.49 | 0 | 0 | 0 | 0
59087 | Cottonwood Solar, LLC (City of Corcoran) | Dominion | CA | 67% | TRUE | 18544.93 | 0 | 0 | 0 | 0 | 0 | 0 | 0 | 18544.93 | 0 | 0 | 0 | 0
59087 | Cottonwood Solar, LLC (City of Corcoran) | SunEdison | CA | 33% | FALSE | 9134.07 | 0 | 0 | 0 | 0 | 0 | 0 | 0 | 9134.07 | 0 | 0 | 0 | 0
59183 | CID Solar, LLC | Dominion | CA | 67% | TRUE | 35156.24 | 0 | 0 | 0 | 0 | 0 | 0 | 0 | 35156.24 | 0 | 0 | 0 | 0
59183 | CID Solar, LLC | SunEdison | CA | 33% | FALSE | 17315.76 | 0 | 0 | 0 | 0 | 0 | 0 | 0 | 17315.76 | 0 | 0 | 0 | 0
59184 | Mulberry Farm LLC | Dominion | TN | 67% | TRUE | 17154.01 | 0 | 0 | 0 | 0 | 0 | 0 | 0 | 17154.01 | 0 | 0 | 0 | 0
59184 | Mulberry Farm LLC | SunEdison | TN | 33% | FALSE | 8448.99 | 0 | 0 | 0 | 0 | 0 | 0 | 0 | 8448.99 | 0 | 0 | 0 | 0
59188 | Selmer Farm LLC | Dominion | TN | 67% | TRUE | 18431.03 | 0 | 0 | 0 | 0 | 0 | 0 | 0 | 18431.03 | 0 | 0 | 0 | 0
59188 | Selmer Farm LLC | SunEdison | TN | 33% | FALSE | 9077.97 | 0 | 0 | 0 | 0 | 0 | 0 | 0 | 9077.97 | 0 | 0 | 0 | 0
59238 | Windthorst-2 | Windthorst-2 LLC | TX | 0.25% | FALSE | 578.695 | 0 | 0 | 0 | 0 | 0 | 0 | 0 | 578.695 | 0 | 0 | 0 | 0
59238 | Windthorst-2 | RPG Windthorst-2 Investco | TX | 99.75% | FALSE | 230899.305 | 0 | 0 | 0 | 0 | 0 | 0 | 0 | 230899.305 | 0 | 0 | 0 | 0
59334 | Catalina Solar 2, LLC | Dominion | CA | 67% | TRUE | 37115.99 | 0 | 0 | 0 | 0 | 0 | 0 | 0 | 37115.99 | 0 | 0 | 0 | 0
59334 | Catalina Solar 2, LLC | SunEdison | CA | 33% | FALSE | 18281.01 | 0 | 0 | 0 | 0 | 0 | 0 | 0 | 18281.01 | 0 | 0 | 0 | 0
59366 | G&S Wantage Solar LLC | SunRay Power LLC | NJ | 44.35% | FALSE | 4100.1575 | 0 | 0 | 0 | 0 | 0 | 0 | 0 | 4100.1575 | 0 | 0 | 0 | 0
59366 | G&S Wantage Solar LLC | Centaurus Holdings, LLC | NJ | 55.65% | FALSE | 5144.8425 | 0 | 0 | 0 | 0 | 0 | 0 | 0 | 5144.8425 | 0 | 0 | 0 | 0
59375 | Rose Hill | FLS Operations, LLC | NC | 0.01% | FALSE | 0.3646 | 0 | 0 | 0 | 0 | 0 | 0 | 0 | 0.3646 | 0 | 0 | 0 | 0
59375 | Rose Hill | Nationwide Life Insurance Company | NC | 99.99% | FALSE | 3645.6354 | 0 | 0 | 0 | 0 | 0 | 0 | 0 | 3645.6354 | 0 | 0 | 0 | 0
59376 | Dunn | FLS Operations, LLC | NC | 0.01% | FALSE | 0.3748 | 0 | 0 | 0 | 0 | 0 | 0 | 0 | 0.3748 | 0 | 0 | 0 | 0
59376 | Dunn | Nationwide Life Insurance Company | NC | 99.99% | FALSE | 3747.6252 | 0 | 0 | 0 | 0 | 0 | 0 | 0 | 3747.6252 | 0 | 0 | 0 | 0
59377 | Town of Cary | FLS Operations, LLC | NC | 0.01% | FALSE | 0.2421 | 0 | 0 | 0 | 0 | 0 | 0 | 0 | 0.2421 | 0 | 0 | 0 | 0
59377 | Town of Cary | FLS USB Fund 2, LLC | NC | 99.99% | FALSE | 2420.7579 | 0 | 0 | 0 | 0 | 0 | 0 | 0 | 2420.7579 | 0 | 0 | 0 | 0
59443 | TA-Acacia, LLC | Dominion | CA | 67% | TRUE | 39625.14 | 0 | 0 | 0 | 0 | 0 | 0 | 0 | 39625.14 | 0 | 0 | 0 | 0
59443 | TA-Acacia, LLC | SunEdison | CA | 33% | FALSE | 19516.86 | 0 | 0 | 0 | 0 | 0 | 0 | 0 | 19516.86 | 0 | 0 | 0 | 0
59468 | KS Solar Six LLC | Kearsarge SW LLC | MA | 51% | FALSE | 1490.73 | 0 | 0 | 0 | 0 | 0 | 0 | 0 | 1490.73 | 0 | 0 | 0 | 0
59468 | KS Solar Six LLC | Kearsarge Master Tenant LLC | MA | 49% | FALSE | 1432.27 | 0 | 0 | 0 | 0 | 0 | 0 | 0 | 1432.27 | 0 | 0 | 0 | 0
59469 | Alamo Solar | Dominion | CA | 67% | TRUE | 34171.34 | 0 | 0 | 0 | 0 | 0 | 0 | 0 | 34171.34 | 0 | 0 | 0 | 0
59469 | Alamo Solar | SunEdison | CA | 33% | FALSE | 16830.66 | 0 | 0 | 0 | 0 | 0 | 0 | 0 | 16830.66 | 0 | 0 | 0 | 0
59489 | Anthony Wayne Solar #1 | Dale Solar Investments | OH | 89% | FALSE | 1771.99 | 0 | 0 | 0 | 0 | 0 | 0 | 0 | 1771.99 | 0 | 0 | 0 | 0
59489 | Anthony Wayne Solar #1 | NLN LLC | OH | 5% | FALSE | 99.55 | 0 | 0 | 0 | 0 | 0 | 0 | 0 | 99.55 | 0 | 0 | 0 | 0
59489 | Anthony Wayne Solar #1 | RL Solar | OH | 6% | FALSE | 119.46 | 0 | 0 | 0 | 0 | 0 | 0 | 0 | 119.46 | 0 | 0 | 0 | 0
59607 | Maricopa West Solar PV, LLC | Dominion | CA | 67% | TRUE | 31985.13 | 0 | 0 | 0 | 0 | 0 | 0 | 0 | 31985.13 | 0 | 0 | 0 | 0
59607 | Maricopa West Solar PV, LLC | SunEdison | CA | 33% | FALSE | 15753.87 | 0 | 0 | 0 | 0 | 0 | 0 | 0 | 15753.87 | 0 | 0 | 0 | 0
59633 | Kettleman Solar -Centaurus | EE Kettleman California LLC | CA | 1% | FALSE | 510.73 | 0 | 0 | 0 | 0 | 0 | 0 | 0 | 510.73 | 0 | 0 | 0 | 0
59633 | Kettleman Solar -Centaurus | Firstar Development, LLC | CA | 99% | FALSE | 50562.27 | 0 | 0 | 0 | 0 | 0 | 0 | 0 | 50562.27 | 0 | 0 | 0 | 0
59657 | Imperial Valley Solar Co (IVSC) 2, LLC | Dominion | CA | 67% | TRUE | 32354.97 | 0 | 0 | 0 | 0 | 0 | 0 | 0 | 32354.97 | 0 | 0 | 0 | 0
59657 | Imperial Valley Solar Co (IVSC) 2, LLC | Brookfield | CA | 17% | TRUE | 8209.47 | 0 | 0 | 0 | 0 | 0 | 0 | 0 | 8209.47 | 0 | 0 | 0 | 0
59657 | Imperial Valley Solar Co (IVSC) 2, LLC | TerraForm Power | CA | 16% | FALSE | 7726.56 | 0 | 0 | 0 | 0 | 0 | 0 | 0 | 7726.56 | 0 | 0 | 0 | 0
59702 | Pavant Solar, LLC | Dominion | UT | 67% | TRUE | 79061.34 | 0 | 0 | 0 | 0 | 0 | 0 | 0 | 79061.34 | 0 | 0 | 0 | 0
59702 | Pavant Solar, LLC | SunEdison | UT | 33% | FALSE | 38940.66 | 0 | 0 | 0 | 0 | 0 | 0 | 0 | 38940.66 | 0 | 0 | 0 | 0
59703 | Cottonwood Solar, LLC Cottonwood Carport | Dominion | CA | 67% | TRUE | 810.7 | 0 | 0 | 0 | 0 | 0 | 0 | 0 | 810.7 | 0 | 0 | 0 | 0
59703 | Cottonwood Solar, LLC Cottonwood Carport | SunEdison | CA | 33% | FALSE | 399.3 | 0 | 0 | 0 | 0 | 0 | 0 | 0 | 399.3 | 0 | 0 | 0 | 0
59704 | JC-Biomethane, LLC | PMG Focus Funds SICAV plc | OR | 87.78% | FALSE | 5768.9016 | 0 | 0 | 0 | 0 | 0 | 0 | 5768.9016 | 0 | 0 | 0 | 0 | 0
59704 | JC-Biomethane, LLC | Track 702, LLC | OR | 12.22% | FALSE | 803.0984 | 0 | 0 | 0 | 0 | 0 | 0 | 803.0984 | 0 | 0 | 0 | 0 | 0
59742 | Sunnyside Ranch Community Solar Array | Clean Energy Collective LLC | CO | 80% | FALSE | 2622.4 | 0 | 0 | 0 | 0 | 0 | 0 | 0 | 2622.4 | 0 | 0 | 0 | 0
59742 | Sunnyside Ranch Community Solar Array | Paul Spencer | CO | 1% | FALSE | 32.78 | 0 | 0 | 0 | 0 | 0 | 0 | 0 | 32.78 | 0 | 0 | 0 | 0
59742 | Sunnyside Ranch Community Solar Array | Clean Energy Capital Fund I, LLC | CO | 19% | FALSE | 622.82 | 0 | 0 | 0 | 0 | 0 | 0 | 0 | 622.82 | 0 | 0 | 0 | 0
59784 | Gila River Power Block 3 | Fortis | AZ | 25% | TRUE | 564789.25 | 564789.25 | 0 | 564789.25 | 0 | 0 | 0 | 0 | 0 | 245463.702 | 0 | 0 | 0
59784 | Gila River Power Block 3 | Fortis | AZ | 75% | TRUE | 1694367.75 | 1694367.75 | 0 | 1694367.75 | 0 | 0 | 0 | 0 | 0 | 736391.1059 | 0 | 0 | 0
59785 | Fremont Community Digester, LLC | Indus Energy LLC | MI | 64.29% | FALSE | 0 | 0 | 0 | 0 | 0 | 0 | 0 | 0 | 0 | 0 | 0 | 0 | 0
59785 | Fremont Community Digester, LLC | NE BioFuels LLC | MI | 28.06% | FALSE | 0 | 0 | 0 | 0 | 0 | 0 | 0 | 0 | 0 | 0 | 0 | 0 | 0
59785 | Fremont Community Digester, LLC | North Central Cooperative | MI | 2.55% | FALSE | 0 | 0 | 0 | 0 | 0 | 0 | 0 | 0 | 0 | 0 | 0 | 0 | 0
59785 | Fremont Community Digester, LLC | Frontier Management Company | MI | 5.1% | FALSE | 0 | 0 | 0 | 0 | 0 | 0 | 0 | 0 | 0 | 0 | 0 | 0 | 0
59868 | Kingbird A Solar LLC | 8Point3 Energy Partners | CA | 70% | FALSE | 41578.6 | 0 | 0 | 0 | 0 | 0 | 0 | 0 | 41578.6 | 0 | 0 | 0 | 0
59868 | Kingbird A Solar LLC | State Street Bank and Trust Company | CA | 30% | FALSE | 17819.4 | 0 | 0 | 0 | 0 | 0 | 0 | 0 | 17819.4 | 0 | 0 | 0 | 0
59874 | Richland Solar Center | Dominion | GA | 67% | TRUE | 27610.03 | 0 | 0 | 0 | 0 | 0 | 0 | 0 | 27610.03 | 0 | 0 | 0 | 0
59874 | Richland Solar Center | SunEdison | GA | 33% | FALSE | 13598.97 | 0 | 0 | 0 | 0 | 0 | 0 | 0 | 13598.97 | 0 | 0 | 0 | 0
59939 | RE Tranquillity | Southern | CA | 51% | TRUE | 232269.81 | 0 | 0 | 0 | 0 | 0 | 0 | 0 | 232269.81 | 0 | 0 | 0 | 0
59939 | RE Tranquillity | RE Tranquillity LLC | CA | 49% | FALSE | 223161.19 | 0 | 0 | 0 | 0 | 0 | 0 | 0 | 223161.19 | 0 | 0 | 0 | 0
59994 | RE Roserock | Southern | TX | 51% | TRUE | 202158.9 | 0 | 0 | 0 | 0 | 0 | 0 | 0 | 202158.9 | 0 | 0 | 0 | 0
59994 | RE Roserock | RE Roserock | TX | 49% | FALSE | 194231.1 | 0 | 0 | 0 | 0 | 0 | 0 | 0 | 194231.1 | 0 | 0 | 0 | 0
60015 | Findlay Wind Farm | One Energy Capital LLC | OH | 5% | FALSE | 417.8 | 0 | 0 | 0 | 0 | 0 | 0 | 0 | 417.8 | 0 | 0 | 0 | 0
60015 | Findlay Wind Farm | Todd A.Stoller Living Trust | OH | 95% | FALSE | 7938.2 | 0 | 0 | 0 | 0 | 0 | 0 | 0 | 7938.2 | 0 | 0 | 0 | 0
60062 | Avalon Solar II | CRE-Avalon Arizona LLC | AZ | 1% | FALSE | 439.96 | 0 | 0 | 0 | 0 | 0 | 0 | 0 | 439.96 | 0 | 0 | 0 | 0
60062 | Avalon Solar II | Firstar Development, LLC | AZ | 99% | FALSE | 43556.04 | 0 | 0 | 0 | 0 | 0 | 0 | 0 | 43556.04 | 0 | 0 | 0 | 0
60091 | Kingbird B Solar, LLC | 8Point3 Energy Partners | CA | 70% | FALSE | 41492.5 | 0 | 0 | 0 | 0 | 0 | 0 | 0 | 41492.5 | 0 | 0 | 0 | 0
60091 | Kingbird B Solar, LLC | State Street Bank and Trust Company | CA | 30% | FALSE | 17782.5 | 0 | 0 | 0 | 0 | 0 | 0 | 0 | 17782.5 | 0 | 0 | 0 | 0
60126 | Harpster Wind | One Energy Capital LLC | OH | 5% | FALSE | 183.2 | 0 | 0 | 0 | 0 | 0 | 0 | 0 | 183.2 | 0 | 0 | 0 | 0
60126 | Harpster Wind | Todd A.Stoller Living Trust | OH | 95% | FALSE | 3480.8 | 0 | 0 | 0 | 0 | 0 | 0 | 0 | 3480.8 | 0 | 0 | 0 | 0
60128 | Zephyr Wind | One Energy Capital LLC | OH | 33.33% | FALSE | 3822.951 | 0 | 0 | 0 | 0 | 0 | 0 | 0 | 3822.951 | 0 | 0 | 0 | 0
60128 | Zephyr Wind | Craig A Stoller Revocable Living Trust | OH | 33.33% | FALSE | 3822.951 | 0 | 0 | 0 | 0 | 0 | 0 | 0 | 3822.951 | 0 | 0 | 0 | 0
60128 | Zephyr Wind | One Energy Capital Corporation LLC | OH | 33.34% | FALSE | 3824.098 | 0 | 0 | 0 | 0 | 0 | 0 | 0 | 3824.098 | 0 | 0 | 0 | 0
60233 | RE Garland | Southern | CA | 51% | TRUE | 279169.92 | 0 | 0 | 0 | 0 | 0 | 0 | 0 | 279169.92 | 0 | 0 | 0 | 0
60233 | RE Garland | RE Garland | CA | 49% | FALSE | 268222.08 | 0 | 0 | 0 | 0 | 0 | 0 | 0 | 268222.08 | 0 | 0 | 0 | 0
60352 | Boulder Solar Power, LLC | Southern | NV | 51% | TRUE | 138466.53 | 0 | 0 | 0 | 0 | 0 | 0 | 0 | 138466.53 | 0 | 0 | 0 | 0
60352 | Boulder Solar Power, LLC | SunPower | NV | 49% | FALSE | 133036.47 | 0 | 0 | 0 | 0 | 0 | 0 | 0 | 133036.47 | 0 | 0 | 0 | 0
60386 | RE Garland A | Southern | CA | 51% | TRUE | 30015.03 | 0 | 0 | 0 | 0 | 0 | 0 | 0 | 30015.03 | 0 | 0 | 0 | 0
60386 | RE Garland A | RE Garland | CA | 49% | FALSE | 28837.97 | 0 | 0 | 0 | 0 | 0 | 0 | 0 | 28837.97 | 0 | 0 | 0 | 0
60540 | Innovative Solar 31 | Innovative Solar 31, LLC | NC | 15% | FALSE | 9400.8 | 0 | 0 | 0 | 0 | 0 | 0 | 0 | 9400.8 | 0 | 0 | 0 | 0
60540 | Innovative Solar 31 | NES Bank | NC | 85% | FALSE | 53271.2 | 0 | 0 | 0 | 0 | 0 | 0 | 0 | 53271.2 | 0 | 0 | 0 | 0
60573 | HQC Rock River Solar Power Gen Station | Hanwha Q CELLS USA | WI | 42.4% | FALSE | 1379.7511 | 0 | 0 | 0 | 0 | 0 | 0 | 0 | 1379.7511 | 0 | 0 | 0 | 0
60573 | HQC Rock River Solar Power Gen Station | Hanwha PVPLUS, LLC | WI | 57.6% | FALSE | 1874.3789 | 0 | 0 | 0 | 0 | 0 | 0 | 0 | 1874.3789 | 0 | 0 | 0 | 0
60805 | Beaver Run | Vitruvio Partners, LLC | NJ | 50% | FALSE | 5775.5 | 0 | 0 | 0 | 0 | 0 | 0 | 0 | 5775.5 | 0 | 0 | 0 | 0
60805 | Beaver Run | Harmonyvale Energy, LLC | NJ | 50% | FALSE | 5775.5 | 0 | 0 | 0 | 0 | 0 | 0 | 0 | 5775.5 | 0 | 0 | 0 | 0
60864 | Kokomo Solar 1, LLC | Inovateus Solar, LLC | IN | 20% | FALSE | 1743 | 0 | 0 | 0 | 0 | 0 | 0 | 0 | 1743 | 0 | 0 | 0 | 0
60864 | Kokomo Solar 1, LLC | Alterra Power Corp. | IN | 80% | FALSE | 6972 | 0 | 0 | 0 | 0 | 0 | 0 | 0 | 6972 | 0 | 0 | 0 | 0
61005 | Whirlpool Corporation - Marion Wind Farm | Haviland Plastic Products Co | OH | 33.3% | FALSE | 439.227 | 0 | 0 | 0 | 0 | 0 | 0 | 0 | 439.227 | 0 | 0 | 0 | 0
61005 | Whirlpool Corporation - Marion Wind Farm | One Energy Capital LLC | OH | 33.3% | FALSE | 439.227 | 0 | 0 | 0 | 0 | 0 | 0 | 0 | 439.227 | 0 | 0 | 0 | 0
61005 | Whirlpool Corporation - Marion Wind Farm | One Energy Capital Corporation LLC | OH | 33.4% | FALSE | 440.546 | 0 | 0 | 0 | 0 | 0 | 0 | 0 | 440.546 | 0 | 0 | 0 | 0
61271 | Biltmore Solar Fields | Biltmore Natural Resources, LLC | NC | 60% | FALSE | 0 | 0 | 0 | 0 | 0 | 0 | 0 | 0 | 0 | 0 | 0 | 0 | 0
61271 | Biltmore Solar Fields | Biltmore Energy Company, LLC | NC | 40% | FALSE | 0 | 0 | 0 | 0 | 0 | 0 | 0 | 0 | 0 | 0 | 0 | 0 | 0
61342 | Barrett PV | BWC French River, LLC | MA | 50% | FALSE | 9359.5 | 0 | 0 | 0 | 0 | 0 | 0 | 0 | 9359.5 | 0 | 0 | 0 | 0
61342 | Barrett PV | BWC Stillwater River, LLC | MA | 50% | FALSE | 9359.5 | 0 | 0 | 0 | 0 | 0 | 0 | 0 | 9359.5 | 0 | 0 | 0 | 0
61632 | Golden Renewable Energy, LLC | Golden Renewable Energy, LLC | IA | 25% | FALSE | 886.75 | 886.75 | 0 | 886.75 | 0 | 0 | 0 | 0 | 0 | 580.4274 | 0 | 0 | 0
61632 | Golden Renewable Energy, LLC | Golden Renewable Energy of Iowa 1, LLC | IA | 25% | FALSE | 886.75 | 886.75 | 0 | 886.75 | 0 | 0 | 0 | 0 | 0 | 580.4274 | 0 | 0 | 0
61632 | Golden Renewable Energy, LLC | Golden Renewable Energy of Iowa 2, LLC | IA | 25% | FALSE | 886.75 | 886.75 | 0 | 886.75 | 0 | 0 | 0 | 0 | 0 | 580.4274 | 0 | 0 | 0
61632 | Golden Renewable Energy, LLC | Golden Renewable Energy of Iowa 3, LLC | IA | 25% | FALSE | 886.75 | 886.75 | 0 | 886.75 | 0 | 0 | 0 | 0 | 0 | 580.4274 | 0 | 0 | 0
61680 | Tatanka Wi | Hanwha PVPLUS, LLC | MN | 53.8% | FALSE | 0 | 0 | 0 | 0 | 0 | 0 | 0 | 0 | 0 | 0 | 0 | 0 | 0
61680 | Tatanka Wi | HSEA PR ISLA SOLAR III LLC | MN | 46.2% | FALSE | 0 | 0 | 0 | 0 | 0 | 0 | 0 | 0 | 0 | 0 | 0 | 0 | 0
61692 | IVC Solar | ZGlobal Inc | CA | 100% | FALSE | 5780 | 0 | 0 | 0 | 0 | 0 | 0 | 0 | 5780 | 0 | 0 | 0 | 0
60696 | Four Peaks Camino Real | ENERGYneering Solutions, Inc | NM | 50% | FALSE | 312 | 0 | 0 | 0 | 0 | 0 | 0 | 312 | 0 | 0 | 0 | 0 | 0
55306 | Gila River Power Block 4 | Salt River Project | AZ | 100% | TRUE | 1154420 | 1154420 | 0 | 1154420 | 0 | 0 | 0 | 0 | 0 | 1558954.927 | 7.871 | 119.685 | 0
61679 | Cox Battery Energy Storage | City Utilities of Springfield - (MO) | MO | 100% | FALSE | 0 | 0 | 0 | 0 | 0 | 0 | 0 | 0 | 0 | 0 | 0 | 0 | 0